## Sheet1
LAXBRO MANUFACTURING COMPANY
PRICE LIST - 2010 - 2011
LABWARE FOR BIO TECHNOLOGY
Tissue Culture Dishes
CULTURE DISHES CLEAR TRANSPARENT STERILE
DISPOSABLE PACKED IN POLY BAG
PROCESS FOR CELL ATTACHMENT
ITEM CODE | CAT.NO | DESCRIPTION | UNIT | PRICE /RS | PRICE / US $
10002 | PD -35 TC | 35MM DIA. X 10MM H.T.. | 20PAIRS | 80 | 2.1053
PETRI DISH STERILE, DISPOSABLE
10003 | PD - 35 TC-6 | MULTIWELL PLATE 6 WELLS OF 35 MM DIA | 10PCS | 235 | 6.1842
WITH COVER STERILE
10004 | PD-55 TC | 55MM DIA X 15MM H.T.. | 20PAIRS | 95 | 2.5
PETRI DISH STERILE, DISPOSABLE
Page 1
Petri Dishes
TISSUE DISHES / BACTERIOLOGICAL AUTOCLOVAB / DISPOSABLE
ITEM CODE | CAT.NO | DESCRIPTION | UNIT | PRICE /RS
10005 | PD -85 | 85MM DIA X 15MM HT. | 20PAIRS | 130 | 3.4211
PETRI DISH STERILE, DISPOSABLE
10006 | PD-85 / 2 | 85 MM DIA X 15 MM HT. PETRI DISH WITH | 20PAIRS | 170 | 4.4737
2 COMPARTMENTS STERILE DISPOSABLE
10007 | PD-85 / 3 | 85 MM DIA X 15 MM HT. PETRI DISH WITH | 20PAIRS | 170 | 4.4737
3 COMPARTMENTS STERILE DISPOSABLE
10008 | PD -85 / 4 | 85 MM DIA X 15 MM HT. PETRI DISH WITH | 20PAIRS | 175 | 4.6053
4 COMPARTMENTS STERILE DISPOSABLE
1009 | PD - 90 SQ | 90 MM SQ PETRI PLATE | 20PAIRS | 190 | 5
90 X 90 MM X 15 MM HT
10010 | PD - 90 X 9 | LAXBRO PETRI DISH TIGHT FITTING ROUND, | 20 NOS | 155 | 4.0789
SIZE 90MM DIA X 9 MM HT
10011 | PD - 90 X 25 | LAXBRO PETRI DISH DEEP, | 20 NOS | 175 | 4.6053
SIZE 85 MM X 25 MM HT WITH FITTING LID
10012 | PD - 100 | 100 MM DIA X 15 MM HT | 20PAIRS | 160 | 4.2105
PETRI DISH STERILE, DISPOSABLE
10013 | PD - 100 PC | 100MM DIA X 15 MM HT | 10PAIRS | 520 | 13.6842
CLEAR TRANSPARENT PETRI DISH POLYCARBONATE
AUTOCLAVABLE
10014 | PD - 100 SQ | 100 MM SQ X 15 MM HT. PETRI DISH STERILE | 20PAIRS | 195 | 5.1316
10015 | PD - 150 | 150 MM DIA X 15 MM HT. STERILE DISPOSABLE | 20PAIRS | 455 | 11.9737
PETRI DISH WITH PRE SCORED
10016 | PD -150 X 25 | 150 MM DIA X 25 MM HT. STERILE | 20PAIRS | 520 | 13.6842
DISPOSABLE PETRI DISH
10017 | PD - MW - 25 | MULTIWELL PETRIDISH | 20PAIRS | 300 | 7.8947
20 MM SQ X 25 COMP. SIZE 100 X 100 MM 25MM HT
10018 | PD 55 A | 55MM DIA X 15 MM HT. | 20PAIRS | 95 | 2.5
PETRI DISH AUTOCLOVABLE
10019 | PD - 85 A | 85 MM DIA X 15 MM HT. PETRI DISH WITH | 20PAIRS | 130 | 3.4211
AUTOCLAVABLE
10020 | PD-85A/2 | 85MMDIA X 15 MM HT. PETRI DISH | 20PAIRS | 170 | 4.4737
WITH 2 COMPARTMENTS AUTOCLOVABLE
10021 | PD - 85A/3 | 85 MM DIA X 15 MM HT. PETRI DISH WITH | 20PAIRS | 170 | 4.4737
3 COMPARTMENTS AUTOCLOVABLE
10022 | PD - 85A/4 | 85 MM DIA X 15 MM HT. PETRI DISH WITH | 20PAIRS | 175 | 4.6053
4 COMPARTMENTS AUTOCLOVABLE
|  | Page 2 | Continued……
10023 | PD - 90A -SQ | PETRI DISH AUTOCLOVABLE | 20PAIRS | 190 | 5
90 MM DIA X 90 MM SQ X 15 MM HT.
10024 | PD -100A | 10MM DIA X 15 MM HT. | 20PAIRS | 155 | 4.0789
PETRI DISH AUTOCLOVABLE
10025 | PD-100A-SQ | 100 MM DIA X 15 MM HT | 20PAIRS | 195 | 5.1316
PETRI DISH AUTOCLOVABLE
10026 | PD - 100A-PS | 100 MM DIA X 15 MM HT. | 20PAIRS | 250 | 6.5789
PETRI DISH AUTOCLOVABLE, WITH PRESCORED BOTTOM
10027 | PD - 150A | 15 MM DIA X 15 MM HT. PETRI DISH | 20PAIRS | 455 | 11.9737
WITH PRE SCORED BOTTOM AUTOCLOVABLE
10028 | PD -150 X25A | 150 MM DIA X 25 MM HT. PETRI DISH | 20PAIRS | 520 | 13.6842
AUTOCLAVABLE
Page 3
Strorage vials
FOR STORAGE OF SAMPLES IS DEEP FREEZER OR
FREEZING IN LIQUID NITROGEN MOULDED IN POLYPROPYLENE AUTOCLOVABLE AND
TRANSLUCENT PACKED IN POLYTHENE BAGS
ITEM CODE | CAT.NO | DESCRIPTION | UNIT | PRICE /RS
20001 | SV-04 | SIZE :- 5.7 MM DIA X 51 MM HT WITH | 100 NOS | 105 | 2.7632
PRESS CAP & CONICAL BOTTOM,
CAPACITY 0.4 ML.
20002 | SV - 05 | SIZE :- 7 MM DIA X 35 MM HT. WITH PRESS CAP | 100 NOS | 105 | 2.7632
& CONICAL BOTTOM, CAPACITY 0.5 ML.
20003 | SV-1 | SIZE - 9 MM DIA X 40 MM HT WITH PRESS CAP, | 100 NOS | 115 | 3.0263
FLAT BOTTOM CAPACITY 1 ML.
20004 | SV - 1R | SIZE :- 8MM DIA X 45 MM HT WITH PRESS CAP, | 100 NOS | 115 | 3.0263
ROUND BOTTOM. CAPACITY 1 ML.
20005 | SV -1/C | SIZE :- 12 MM DIA X 34.5 MM HT ROUND BOTTOM SELF | 100 NOS | 195 | 5.1316
STANDING WITH INNER SCREW CAP CAPCITY 1 ML.
20006 | SV - 1 OC | SIZE :- 11.7 MM DIA X 33 MM HT. ROUND BOTTOM SELF | 100 NOS | 195 | 5.1316
STANDING WITH OUTER SCREW CAP CAPCITY 1 ML
20007 | SV - 1.5 | SIZE:- 12 MM DIA X 42 MM HT WITH PRESS CAP | 100NOS | 115 | 3.0263
& CONICAL BOTTOM CAPACITY 1.5ML.
20008 | SV- 1.5S | SIZE : -10MM DIA X 45 MM HT SCREW CAP WITH | 100 NOS | 255 | 6.7105
' O '' RING CONCIAL BOTTOM
20009 | SV - 1.5D | SIZE : 10 MM DIA X 45 MM HT SCREW CAP WITH | 100 NOS | 300 | 7.8947
CENTER HOLE, RUBBER DIAPHGRAM, CAPCITY 1.5ML
20010 | SV - 1.5 WC | SIZE: - 10MM DIA X 45 MM HT. STORAGE VIALS | 100NOS | 110 | 2.8947
WITHOUT CAP, CAPACITY 1.5ML
20011 | SV -1.8 | SIZE :- 10MM DIA X 45 MM HT ROUND BOTTOM SELF | 100 NOS | 195 | 5.1316
STANDING WITH SCREW CAP CAPACITY 1.8 ML
20012 | SV - 2 | SIZE :- 10MM DIA X 45 MM HT ROUND BOTTOM SELF | 100 NOS | 195 | 5.1316
STANDING WITH INNER SCREW CAP CAPCITY 2 ML.
20013 | SV -2 S | SIZE :- 10 MM DIA X 45 MM HT ROUND BOTTOM SELF | 100 NOS | 265 | 6.9737
STANDING WITH INNER SCREW CAP
CAPACITY 2ML INDIVIDUALLY PACK STERILE
20014 | SV - 2 - OC | SIZE:- 12MM DIA X 45 MM HT ROUND BOTTOM SELF | 100NOS | 235 | 6.1842
STANDING STORAGE VIAL WITH OUTER SCREW CAP
CAPACITY 2 ML,
20015 | SV - 2R | SIZE :- 10MM DIA X 45 MM HT. ROUND BOTTOM WITH | 100NOS | 180 | 4.7368
SCREW CAP CAPACITY 2ML.
20016 | SV - 02V | SIZE :- 11 MM DIA X 42 MM HT GRADUATED STORAGE VIAL | 100NOS | 190 | 5
WITH HINGED PRESS CAP & CONICAL BOTTOM
CAPACITY 2 ML,
20017 | SV -3 | SIZE :- 10 MM DIA 55MM HT SCREW CAP ROUND | 100NOS | 210 | 5.5263
BOTTOM CAPACITY 3ML
|  | Page 4 | Continued……
20018 | SV-03V | SIZE 12MM DIA X 55 MM HT. STORAGE VIAL WITH | 100 NOS | 170 | 4.4737
HINGED CAP & CONCIAL BOTTOM,
CAPACITY 3 ML (BULK PACK)
20019 | SV -03 V BK | SIZE : 12 MM DIA X 55 MM HT STORAGE VIAL WITH | 500 NOS | 635 | 16.7105
HINGED CAP & CONCIAL BOTTOM,
CAPACITY . 3 ML. (BULK PACK )
20020 | SV - 3 /C | SIZE :- 12 MM DIA X 61.5 MM HT ROUND BOTTOM SELF | 100NOS | 240 | 6.3158
STANDING WITH INNER SCREW CAP CAPACITY 3.5 ML.
20021 | SV-5 | SIZE :- 13 MM DIA X 55 MM HT. WITH | 100 NOS | 210 | 5.5263
PRESS CAP, FLAT BOTTOM CAPACITY 5 ML.
20022 | SV -5S | SIZE :- 13.5 MM DIA X 53 MM HT. WITH | 100 NOS | 230 | 6.0526
SCREW CAP FLAT BOTTOM CAPACITY 5 ML.
20023 | SV -5S / AM | SIZE :- 13.5 MM DIA X 53 MM HT. WITH | 100 NOS | 280 | 7.3684
SCREW CAP, FLAT BOTTOM AMBER COLOR
CAPACITY 5 ML.
20024 | SV - 5R | SIZE :- 12MM DIA X 92 MM HT. ROUND BOTTOM WITH | 100 NOS | 210 | 5.5263
PRESS CAP, CAPACITY 5 ML.
20025 | SV - 5S / PC | SIZE :- 13.5 MM DIA X 53 MM HT AUTOCLOVABLE WITH | 100 NOS | 1110 | 29.2105
SCREW CAP FLAT BOTTOM CAPACITY 5 ML.
MOULDED IN POLYCARBONATE
20026 | SV - 5S / DS | SIZE :-13.5 MM DIA X 53 MM HT WITH SCREW CAP FLAT | 100 NOS | 230 | 6.0526
BOTTOM TRANSPARENT DISPOSABLE CAPACITY 5 ML.
20027 | SV - 6 | SIZE :- 15 MM DIA X 55 MM HT WITH PRESS CAP. FLAT | 100 NOS | 220 | 5.7895
BOTTOM CAPACITY 6 ML
20028 | SV - 8 | SIZE :- 15 MM DIA X 60 MM HT. WITH | 100 NOS | 230 | 6.0526
SCREW CAP FLAT BOTTOM. CAPACITY 8 ML.
20029 | SV-10 | SIZE :- 18 MM DIA X 75 MM HT. WITH | 100 NOS | 235 | 6.1842
SCREW CAP, ROUND BOTTOM, CAPCITY 10 ML.
20030 | SV - 10 S | SIZE :- 18 MM DIA X 75 MM HT WITH | 100 NOS | 305 | 8.0263
SCREW CAP, STERLIE, ROUND BOTTOM CAPACITY
20031 | SV -10 PC | SIZE :- 18 MM DIA X 75 MM HT STORAGE VIAL WITH | 100 NOS | 2000 | 52.6316
SCREW CAP, MOLDED IN POLYCARBONATE PC, ROUND BOTTOM
CAPACITY 10 ML.
20032 | SV - 10 RO | LAXBRO STORAGE VIALS 18 MM. DIA X 75 MM HT | 100 NOS | 385 | 10.1316
CAPACITY 10 ML. WITH '0' RING
20033 | SV - 15 | SIZE :- 25 MM DIA X 60 MM HT WITH SCREW CAP. | 100 NOS | 345 | 9.0789
FLAT BOTTOM CAPACITY 15 ML.
20034 | SV - 15 D | SIZE : - 25 MM DIA X 60 MM HT WITH TRANSPARENT | 100 NOS | 415 | 10.9211
STERILE DISPOSABLE, WITH PRESS CAP, FLAT BOTTOM
CAPACITY 15 ML
|  | Page 5 | Continued……
20035 | SV -15 DS | SIZE : - 25 MM DIA X 60 MM HT WITH TRANSPARENT | 100 NOS | 430 | 11.3158
STERILE DISPOSABLE, WITH PRESS CAP, FLAT BOTTOM
CAPACITY 15 ML
20036 | SV -15S | SIZE :-25 MM DIA X 60 MM HT. WITH SCREW CAR FLAT | 100 NOS | 450 | 11.8421
BOTTOM, AMBER COLOR, CAPACITY 30ML.
20037 | SV-30 | SIZE :- 25 MM DIA X 100 MM HT WITH SCREW CAP FLAT | 100 NOS | 410 | 10.7895
BOTTOM. CAPACITY 30 ML.
20038 | SV-45 | FLAT BOTTOM STORAGE VIAL WITH SCREW CAP | 100 NOS | 425 | 11.1842
SIZE :- 38 MM DIA X 60 MM HT CAPACITY 45 ML,
20039 | SV -50 | SIZE :- 38.5 MM DIA X 60 MM HT WITH SCREW CAP, | 100 NOS | 450 | 11.8421
FLAT BOOTOM, CAPACITY 50 ML.
20040 | SV - 50 PC | SIZE : 38.5 MM DIA X 60 MM HT. WITH SCREW MOLDED | 100 NOS | 2200 | 57.8947
OF POLYCARBONATE FLAT BOTTOM,
20041 | SV -50 DS | SIZE :- 38.5MM DIA X 60 MM HT WITH SCREW CAP FLAT | 100 NOS | 515 | 13.5526
BOTTOM STERILE DISPOSABLE, MOULDED IN POLYSTYRENE
CAPACITY 50 ML.
20042 | SV - 60 | SIZE :- 48 MM DIA X 50 MM HT. WITH SCREW CAP FLAT | 100 NOS | 530 | 13.9474
BOTTOM. CAPACITY 60 ML.
20043 | SV - 60 TL | SIZE :- 38 MM DIA X 75 MM HT WITH SCREW CAP. | 100 NOS | 535 | 14.0789
FLAT BOTTOM CAPACITY 60 ML.
20044 | SV -60 DS | SIZE : - 48 MM DIA X 50 MM HT WITH SCREW CAP FLAT | 100 NOS | 530 | 13.9474
BOTTOM STERILE DISPOSABLE, MOULDED IN POLYSTYRENE
CAPACITY 60 ML.
20045 | SV -100 | SIZE :- 60 MM DIA X 74.5 MM HT WITH SCREW CAP | 100 NOS | 630 | 16.5789
FLAT BOTTOM CAPACITY 100 ML.
20046 | SV - 2C/1 | CAPS FOR SV - 2 TUBES | 1000 NOS | 910 | 23.9474
Page 6
Cryo Vials, Container &
Canes for Vials
ITEM CODE | CAT.NO | DESCRIPTION | UNIT | PRICE /RS
20047 | sv - 2 /CR | 2 ML CRYO VIALS SIZE : - 10MM DIA X 45 MM HT. | 100 NOS | 385 | 10.1316
ROUND BOTTOM SELF STANDING WITH MARKING
AREA & COLOUR CODED CAP
20048 | SV - 4 CR | 4 ML CRYO VIAL SIZE :- 12 MM DIA X 45 MM HT. ROUND | 100 NOS | 425 | 11.1842
BOTTOM SELF STANDING WITH COLOUR CODED CAP &
RUBBER WASHER
20049 | SV - 5/CR | 5 ML CRYO VIAL SIZE :- 16 MM DIA X 54 MM HT WITH | 100 NOS | 550 | 14.4737
WHITE MARKING AREA, SILICON RING & COLOUR
CODING DISK
20050 | SC -02 | STORAGE CONTAINERS WITH SCREW CAP FOR SEAMAN | 100 NOS | 265 | 6.9737
FREEZING SIZE :- 24MM DIA X 13 MM HT.
20051 | HC - 10 | ALUMINIUM CANES FOR HOLDING 2 ML. VIALS IN LIQUID. | 10NOS | 195 | 5.1316
NITROGEN CAPCITY 5 TUBES
20053 | HC - 10 | ALUMINIUM CANES FOR HOLDING 2 ML. VIALS IN LIQUID. | 1 NO | 25 | 0.65789
NITROGEN CAPCITY 5 TUBES
20054 | VBX-25 | LOW TEMPERATURE FREEZING VIAL CONTAINER FOR SV-2 | 1 NO | 85 | 2.2368
SIZE :- 75.5 MM L X 75.5 MM W X 52 MM HT
CAPACITY 25 TUBES
20055 | VBX - 50 | 140 MM L X 70 MM W X 31 MM HT FREEZING VIALS | 10 NOS | 715 | 18.8158
CANTAINER WITH COVER FOR MICROFUGE 2 ML. TUBE
CAPACITY 10 X 5
20056 | VBX - 50 | 140 MM L X 70 MM W X 31 MM HT FREEZING VIALS | 1 NO | 85 | 2.2368
CONTAINER WITH COVER FOR MICROFUGE 2 ML. TUBE
CAPACITY 10 X 5
20057 | VBX - 50 W/P | 140 MM L X 70 MM W X 31 MM HT FREEZING VIALS | 1 NO | 50 | 1.3158
CONTAINER WITH OUT PARTITION WITH COVER
20058 | VBX - 49 | LOW TEMPERATURE FREEZING VIAL CONTAINER FOR | 1 NO | 195 | 5.1316
SV -5 SIZE :- 132 MM L X 132 MM W X 58 MM HT
CAPACITY 49 TUBES
20059 | VBX - 64 | LOW TEMPERATURE FREEZING VIAL CONTAINER FOR SV - 5 | 1 NO | 195 | 5.1316
SIZE : 132 MM L X 132 MM W X 58 MM HT
CAPACITY 64 TUBES
20060 | VBX - 81 | LOW TEMPERATURE FREEZING VIAL CONTAINER FOR SV - 2 | 1 NO | 195 | 5.1316
SIZE : - 135 MM L X 135 MM W X 50 MM HT. CAPACITY 81 TUBES
20061 | VBX - 81 TL | LOW TEMPERATURE FREEZING VIAL CONTAINER FOR SV-5 | 1 NO | 225 | 5.9211
SIZE :-132 MM L X 132 MM W X 58 MM HT CAPACITY 81 TUBES
20062 | VBX - 100 | LOW TEMPERATURE FREEZING VIAL CONTANINER FOR SV - 2 | 1 NO | 245 | 6.4474
SIZE :- 145 MM L X 145 MM W X 53 MM HT CAPACITY 100 TUBES
Page 7
Microtiter Tissue Culture Plates &
Multicavity Trays & Flask
ITEM CODE | CAT.NO | DESCRIPTION | UNIT | PRICE /RS
50001 | MT - 96U | MICROTITER PLATE U SHAPE 96 WELLS OF SIZE : - 6MM DIA | 10 NOS | 215 | 5.6579
X 10 MM HT CAPACITY 0,3 ML PLATE SIZE : 88 MM X 125 MM
WITHOUT COVER
50002 | MT - 96 FB | MICROTITER PLATE U SHAPE 96 WELLS OF SIZE :-6MM X | 10 NOS | 245 | 6.4474
10 MM CAPACITY 0.3 ML WITH COVER STERILE. PLATE SIZE :-
82 MM W X 124 MM L
50003 | MT - 96 V | MICROTITER PLATE V SHAPE 96 CUPS SIZE 6 MM X 10 MM | 10 NOS | 235 | 6.1842
CAPACITY 0.3 ML WITHOUT COVER PLATE SIZE :81 MM W X124MML
50004 | MT - 8 FS | FLAT BOTTOM MODULE 8 WELL IN STRIP COATED FOR ELIZA | 100 NOS | 445 | 11.7105
50005 | MT - 96 HL | HOLDER FOR MODULE STRIP CAP - 96 WELL | 1 NO | 25 | 0.65789
50006 | MT - 96 E | MICROTITER PLATE FOR ELIZA U / FLAT BOTTOM NO COVER | 10 NOS | 260 | 6.8421
50007 | MT - 96 U/F | HOLDER FOR MICROTITER STRIPS CAPACITY 12 X 8 | 100 NOS | 1250 | 32.8947
PLATE SIZE : 88 MM X 125 MM
50008 | EL - 8 | ELIZA WASHER WITH SUCTION WASHING CHANNELS INLET / | 1 NO | 5070 | 133.4211
OUTLET
50009 | DKS - 6E | ELIZA DISK 6 MM DIA | 100 NOS | 125 | 3.2895
50010 | TRM -1 | TEST READING MIRROR FOR TESTING TITER PLATES | 1NO | 300 | 7.8947
50011 | MD - 30 | POLYSTYRENE MICROSCOPIC DISHES | 100 NOS | 85 | 2.2368
SIZE :-20 MM DIA X 4 MM HT.
50012 | MT - 60 TC | MICRO TEST PLATE 60 WELL 85 X 58 MM WITH COVER | 10 NOS | 210 | 5.5263
FLAT BOTTOM
50013 | MT - 60 TC | MICRO TEST PLATE FOR TISSUE CULTURE WITH 60 WELLS | 100 NOS | 1430 | 37.6316
50014 | MCFB - 12 | PLATES FOR LEUCOCYTE TECHNIQUE 12 WELLS 15.6 MM X | 20NOS | 210 | 5.5263
2MM DEEP WITH 75 X 100 FLAT BOTTOM
50015 | MCFB - 24 TC | MULTI CAVITY TRAY 100 MM X 150 MM WITH COVER,STERILE | 1NO | 40 | 1.0526
50016 | MCFB - 24 TC | MULTI CAVITY TRAY 100 MM X 150 MM WITH COVER,STERILE | 10 NOS | 400 | 10.5263
50017 | MT -32 | MICROTITIER PLATE FOR ELIZA WITH COMB / 32 WELLS | 1 NO | 40 | 1.0526
50018 | MT - 80 TC | 182.5 MM L X 146.5 MM W X 11.7 MM THICK ROSEWALLER | 1 NO | 360 | 9.4737
PLATE THICK SOLID BASE CAP - 0.5 ML 80 WELLS OF 15 MM
DIS X 7.5 MM DEEP
50019 | ID - 25 | IMMUNODIFFUSION PLATES 24 X 72 MM X 1.5 MM DEPTH | 20 NOS | 115 | 3.0263
WITH COVER
50020 | MTC - 1 | MICROTITER PLATE COVER ONLY | 10 NOS | 65 | 1.7105
50021 | TCF - 25 | TISSUE CULTURE FLASK SCREW CAP ANGULAR NECK CAP | 10 NOS | 135 | 3.5526
60 ML.
50022 | TCF - 80 | TISSUE CULTURE FLASK CANTED NECK / SCREW CAP - 220 ML | 1 NO | 60 | 1.5789
50023 | TCF - 80 | TISSUE CULTURE FLASK CANTED NECK / SCREW CAP - 220 ML | 10 NOS | 495 | 13.0263
50024 | TCN - 60 | TISSUE CULTURE CONTAINER 60 MM DIA X 100 MM HT | 1 NO | 35 | 0.92105
DISPOSABLE CAPACITY 200 ML
Page 8
ALUMINIUM RACKS &
CONTAINERS
ITEM CODE | CAT.NO | DESCRIPTION | UNIT | PRICE /RS
60001 | AR -1 | ALUMINIUM RACK FOR SV - 2 / AC - 10 SIZE : - 230 MM L X | 1 NO | 150 | 3.9474
135 MM W X 30 MM HT. HOLE DIA 14 MM
60002 | AR -2 | ALUMINIUM RACK FOR SV -3 & SV - 5 SIZE:- 230 MM L X | 1 NO | 150 | 3.9474
135 MM W X 37 MM HT. HOLE DIA 14 MM
60003 | AR - 3 | ALUMINIUM RACK FOR SV - 10 SIZE :-230 MM L X 135 MM W | 1 NO | 150 | 3.9474
X 60 MM HT. HOLE DIA 18 MM
60004 | AR -3 | ALUMINIUM RACK FOR SV - 5S & SV -8 SIZE :-230 MM L X | 1 NO | 150 | 3.9474
135 MM W X 40 MM HT HOLE DIA 18 MM
60005 | AR - 4 | ALUMINIUM RACK FOR SV -30 SIZE : 230 MM L X 135 MM W | 1 NO | 150 | 3.9474
X 40 MM HT HOLE DIA 27 MM
60006 | AR - 5 | ALUMINIUM RACK FOR SV - 30 SIZE : 230 MM L X 135 MM W | 1 NO | 150 | 3.9474
X 60 MM HT HOLE DIA 27 MM
60007 | ARC - 4 | RACK CONTANER FOR SV - 30 WITH COMPLETE 4 RACKS | 1 NO | 1165 | 30.6579
60008 | ARC -5 | RACK CONTAINER SV -15/10 COMPLETE WITH 5 RACKS | 1 NO | 1165 | 30.6579
60009 | ARC -6 | RACK CONTAINER SV2/4 COMPLETE WITH 5 RACKS | 1 NO | 1165 | 30.6579
60010 | ARC - 40 | ALUMINIUM RACK WITH SPRING FOR HS - 40 HOLE DIA 18 | 1 NO | 300 | 7.8947
MM. SIZE : - 285 MM L X 115 MM W X 115 MM HT. HOLDING
CAPCITY 40 TUBES
60011 | ARC -64 | TISSUE CULTURE RACK WITH 64 HOLES DIA 18 MM | 1 NO | 345 | 9.0789
SIZE : 415 MM L X 110 MM W X 115 MM HT. WITH SPRING
60012 | AR -40 | ALUMINIUM RACK WITH 12 HOLES OF 40 MM DIA FOR | 1 NO | 210 | 5.5263
SV - 50 TUBE. SIZE : 300 MM L X 135 MM W X 30 MM HT
60013 | AR -24 | ALUMINIUM RACK FOR HS - 50 T - 50 C AND HS - 40 WITH | 1 NO | 150 | 3.9474
24 HOLES OF 30MM DIA RACK SIZE 310 MM L X 135 MM W
X 60 MM HT WITH DIMPLE
60014 | AR -24 FB | ALUMINIUM RACL FOR T- 50 C AND HS - 40 WITH 24 HOLES | 1 NO | 150 | 3.9474
OF 30 MM DIA RACK SIZE : 310 MM L X 135 MM W X 60 MM HT
60015 | AR -160 | ALUMINIUM RACKS WITH 160 HOLES OF 18 MM DIA | 1 NO | 425 | 11.1842
SIZE :-730 MM L X 135 MM W X 105 MM
60016 | LT - 10 R | ALUMINIUM RACKS FOR LIGHTON TUBES SIZE : 250 MM X | 1 NO | 110 | 2.8947
155 MM X 20 MM HT HOLDING CAPACITY 10 TUBES
60017 | AR -12 | LAXBRO ALUMINIUM RACK WITH 12 HOLES OF DIA 30 MM | 1 NO | 210 | 5.5263
SIZE : - 180 MM L X 130 MM W X 105 MM HT RACK FOR
60018 | AR - 50 | RACK FOR SV - 60 TUBE | 1 NO | 230 | 6.0526
60019 | ARC -50 | AL RACK CONTAINER FOR VBX - 50 | 1 NO | 1165 | 30.6579
60020 | CRK - 10 | STAINLESS STEEL CARRIER RACKS FOR HOLDING | 1 NO | 1660 | 43.6842
10 CRYO BOXES IN SHELVES
Page 9
Moulded Racks & Floats
POLYPROPYLENE AUTOCLOVABLE NO SCRATCHING
OF TUBES CENTRE DEPRESSIONS IN BOTTOM SHELF
ARE PERFORATED. MOULDED CUT OUTS SIDE PANELS
FORM HANDLES CAN BE STACKED POLY BAG
ITEM CODE | CAT.NO | DESCRIPTION | UNIT | PRICE /RS
60101 | MPS - 24 | LAXBRO PLASTIC RACK MOLDED IN POLYCARBONATE | 1 NO | 130 | 3.4211
FOR 1.5 ML MICROFUGE TUBES
60102 | PS - 18 | MOULDED RACKS FOR 18 TEST HOLES | 1 NO | 90 | 2.3684
SIZE - 28 MM DIA SHELE
60103 | PS - 18 PC | MOULDED RACKS WITH 18 HOLES. HOLE | 1 NO | 185 | 4.8684
SIZE - 28 MM DIA, 3 SHELF MOLDED IN POLYCARBONATE
60104 | PS - 50 | MOULDED RACKS WITH 50 HOLES. HOLE | 1 NO | 90 | 2.3684
SIZE 18 MM DIA 3 SHELE
60105 | PS - 72 | MOULDED RACKS WITH 72 HOLES HOLE | 1 NO | 90 | 2.3684
SIZE 13.5 MM DIA 3 SHELF
60106 | MPS - 72 | MOLDED RACKS WITH 72 HOLES HOLE | 1 NO | 80 | 2.1053
SIZE 13.5 MM DIA 2 SHELF FOR 1.5 ML MICROFUGE TUBE
60107 | HL - 1.5 | FLOAT HOLDER / EPPENDORF / TUBE / CENTER ROD / | 1 NO | 45 | 1.1842
LEGS CAP - 20 TUBES, FOR USE IN WATER BATH
60108 | TD - 25 | TEST TUBE HOLDER TO FILTER CAP FOR 25 MM TUBE | 100 NOS | 195 | 5.1316
Electron Microscopy
Accessories
ITEM CODE | CAT.NO | DESCRIPTION | UNIT | PRICE /RS
70001 | EMC - 1 | POLYTHYLENE CAPSULES WITH HINGED CAP SIZE - 4 MM | 100 NOS | 505 | 13.2895
70002 | EMC - 4 | FLAT MOULD WITH 4 RELEASE BLOCKS SILICON RUBBER | 1 NO | 110 | 2.8947
70003 | EMC -6 | 38.5 MM X 60 MM HT. DISPOSABLE POLYSTYRENE | 100 NOS | 450 | 11.8421
CONTAINER CAPACITY 50 ML SCREW CAP
70004 | EMC - 8 | CAPSULES FOR FLAT EMBEDDING MOULD | 100 NOS | 505 | 13.2895
SIZE 8 MM DIA X 12 MM HT
70005 | EMC - 15 | SILICONE RUBBER FLAT EMBEDDING MOULD | 1 NO | 110 | 2.8947
15 RELEASE BLOCK
70006 | EMC - 25 | FLAT EMBEDDING MOULD FLEXIBLE SILICON 24 BLOCKS | 1 NO | 220 | 5.7895
70007 | EMC - 100 | GRID BOX TO HOLD 100 GRIDS WITH SLIDING COVER | 1 NO | 55 | 1.4474
70008 | EMR - 4 | RACK FOR CAPSULES FABRICATED FROM PERSPEX CAP 4X4 | 1 NO | 70 | 1.8421
70009 | EMS - 5 | TEFLON HELIX WITH STAINLESS STEEL SHAFT | 1 NO | 260 | 6.8421
Page 10
Electrophoresis
Bath & Accessories
ITEM CODE | CAT.NO | DESCRIPTION | UNIT | PRICE /RS
90001 | ELT - 1 | VERTICAL GEL ELECTROPHORESIS APPARATUS | 1 NO | 4550 | 119.7368
90002 | ELT -3 | FLAT BED SLAB GEL / PAPER ELECTROPHORESIS TANK | 1 NO | 1095 | 28.8158
90103 | GL - 6 | GLASS TUBE 8 MM O.D. X 6 MM I.D. X 6 MM LENGTH | 1 NO | 20 | 0.52632
90104 | RS - 6 | RUBBER SEALS FOR GEL ELETROPHORESIS SET OF 10 | 1 NO | 90 | 2.3684
Membrane Filter Holder
Assembly Autoclovable
ITEM CODE | CAT.NO | DESCRIPTION | UNIT | PRICE /RS
100001 | F -13 | 13 MM DIA SYRINGE TYPE FILTER HOLDER MOLDED IN | 1 NO | 60 | 1.5789
POLYPROPYLENE AUTOCLOVABLE
100002 | F -25 | 25 MM DIA SYRINGE TYPE FLITER HOLDER MOLDED IN | 1 NO | 65 | 1.7105
POLYPROPYLENE AUTOCLOVABLE
100003 | F - 25 PC | 25 MM DIA SYRINGE TYPE FILTER HOLDER MOLDED IN | 1 NO | 145 | 3.8158
POLYPROPYLENE AUTOCLOVABLE
100004 | F -24 DY | 25 MM DIA DISPOSABLE YELLOW COLOUR. FILTER HOLDER | 1 NO | 60 | 1.5789
WITH 0.22 MICRON FILTER
100005 | F - 25 DB | 25 MM DIA DISPOSABLE BLUE COLOUR FILTER HOLDER | 1 NO | 60 | 1.5789
WITH 0.45 MICRON FILTER
100006 | F - 25 DW | 25 MM DIA STERILE DISPOSABLE. MEMBRANE | 1 NO | 25 | 0.65789
FILTER WHATMAN FILTER NO. 42
100007 | F - 47 | 47 MM DIA MOLDED FILTER HOLDER | 1 NO | 130 | 3.4211
WITH 0.22 OR 0.45 MICRON MEMBRANE
10008 | F - 250 | MEMBRANE FILTER ASSEMBLY 47 MM DIA, | 1 NO | 620 | 16.3158
POLYCARBONATE JAR 250 ML
Spares for Filter Holder
ITEM CODE | CAT.NO | DESCRIPTION | UNIT | PRICE /RS
100101 | F - 13 J | JALI FOR F - 13 | 1 NO | 20 | 0.52632
100102 | F - 13 R | RUBBER GASKET | 1 NO | 20 | 0.52632
100103 | F - 25 J | GRID FOR F -25 FILTER HOLDER | 1 NO | 15 | 0.39474
100104 | F - 25 R | RUBBER GASKET | 1 NO | 20 | 0.52632
100105 | F -25 TC | TEFLON GASKET FOR F - 25 | 1 NO | 40 | 1.0526
100106 | GS - 250 | RUBBER GASKET FOR F - 250 | 1 NO | 20 | 0.52632
100107 | RC -2 50 | RUBBER STOPPERS SET OF 4 NOS | 1 NO | 20 | 0.52632
100108 | GR - 250 | GRID | 1 NO | 30 | 0.78947
100109 | TC - 25 | TEFLON GASKET | 1 NO | 40 | 1.0526
100110 | B - 7 | RUBBER CORK FOR F - 250 | 1 NO | 55 | 1.4474
100111 | B - 8 | RUBBER CORK - CENTRE HOLE 41 T DIA X 34 MM DIA X 40 HT | 1 NO | 55 | 1.4474
Page 11
Microtiter Set Micro
Diluter & Accessories
PRECISION MACHINED AND HIGH QUALITY STAINLESS STEEL
WITH HANDLES MADE OF ALUMINIUM. DILUTERS ARE AVAILABLE
0.05 ML & 0.05 ML SIZE THEY CAN BE STERILIZED BY FLAMING
WITHOUT LOSS OF DILUTING ACCURACY
ITEM CODE | CAT.NO | DESCRIPTION | UNIT | PRICE /RS
110101 | MT - 1 | MICROTITER SET CONSISTING | 1 NO | 5000 | 131.5789
MD 25 MD 50 DP 25 DP 50 MT PLATES
110102 | MT - 6 | CELLO COVER FOR MICROTITER PLATES | 100 NOS | 195 | 5.1316
110103 | MD - 6 | GO-NO-GO-TEST PAPER FOR TEST 025/ 05ML | 100 NOS | 210 | 5.5263
MICRODILUTER
110201 | MD - 25 | MICRO DILUTER CAPACITY 0.025ML | 1 NO | 150 | 3.9474
110202 | MD - 50 | MICRO DILUTER CAPACITY 0.05ML | 1 NO | 150 | 3.9474
110203 | MDS - 1 | ALUMINIUM STAND TO HOLD 8 NOS OF MICRODILUTERS | 1 NO | 130 | 3.4211
& 8 NOS DROPPING PIPETTES VERTICALLY
SIZE 100 MM L X 100 W X 140 MM HT
Page 12
General Laboratory ltems
ITEM CODE | CAT.NO | DESCRIPTION | UNIT | PRICE /RS
110401 | LP - 10 | PLASTIC PIPETTE PUMP FOR USING WITH | 1 NO | 110 | 2.8947
GLASS PIPETTE CAPACITY UPTO 10 ML
110402 | LX - 7 | NON TOXIC 5 LITRE SOLUTION FOR WASHING GLASSWARE | 1 NO | 515 | 13.5526
110403 | HG - 25 | POLYTHENE DISPOSABLE HAND GLOVES FREE SIZE | 100 NOS | 135 | 3.5526
110404 | BL - 1 | STAINLESS STEEL SQUARE SHOULDER BLOOD | 200 NOS | 330 | 8.6842
LANCET SHARP TIP
110405 | C - 1 | BLACK P.P. CAPS FOR MACRTNEY BOTTLE | 100 NOS | 125 | 3.2895
15 ML CAP 25 MM DIA
110406 | C -2 | BLACK P.P. CAPS FOR MACRTNEY BOTTLE | 100 NOS | 125 | 3.2895
30 ML CAP 30 MM DIA
110407 | C -3 | BLACK P.P CAP FOR URINE BOTTLE DIA 55 MM | 100 NOS | 125 | 3.2895
AUTOCLOVABLE
110409 | C -5 | PP CAPS 70 MM DIA SCREW TYPE | 100 NOS | 255 | 6.7105
110410 | CS -1 | COTTON SWAB FOR CLEANING 90 MM LONG | 100 NOS | 90 | 2.3684
WITH COTTON BALL
110411 | LF -30 | IN LINE FILTER ASSEMBLY IN P.P. WITH INLET & OUT LET | 1 NO | 110 | 2.8947
110412 | IC - 1 | BLACK H.D. ICE CONTAINER FOR HOLDING ICE UPTO 1/2 KG | 1 NO | 30 | 0.78947
110413 | HB - 20 | HISTO PATHOLOGICAL BLOCK | 100 NOS | 175 | 4.6053
110414 | TC - 20 | TISSUE CASSETTE | 100 NOS | 185 | 4.8684
110415 | BV - 1 | BLOOD COLLECTING VIAL CAP 1 ML WITH NOZZLE, | 100 NOS | 470 | 12.3684
STOPPER & CAP
110416 | LNC - 100 | LENS BOXES CLEAR TRANSPARENT IN POLYSTRINE | 1 NO | 20 | 0.52632
110417 | LNC - 100 | FLAT CONTAONER / STORAGE WITH HINGE COVER | 10 NOS | 175 | 4.6053
110 X 80 X 15 MM
110418 | PB - 3 | POLYSTRENE BEADS 3 MM DIA | 100 NOS | 50 | 1.3158
114419 | WB-1 | WEIGHIMG BOAT MOULDED IN POLYSTYRENE | 100 NOS | 125 | 3.2895
50 MM DIA WT 1.76 GM
110420 | SP - 6 | SPATULA FOR VAGFINAL SMEAR TEST | 100 NOS | 150 | 3.9474
AUTOCLOVABLE 175 MM
110421 | C - 3 RW | RUBBER WASHER FOR PLASTIC SCREW CAPS OF | 100 NOS | 170 | 4.4737
540 ML SAL BOTT.
114422 | DC - 25 | DIALYSER CLAMP SIZE 25 MM | 10 NOS | 70 | 1.8421
110423 | DC -50 | DIALYSER CLAMP SIZE 50 MM | 10 NOS | 90 | 2.3684
11024 | FR - 5 | PLASTIC FORCEP AUTOCLOVABLE SIZE 115 MM | 1 NO | 15 | 0.39474
110425 | SP - 1 | MICRO SPATULA | 100 NOS | 175 | 4.6053
110426 | SP -55 | LAXBRO SPOOTAM CONTAINER SIZE 55 MM DIA WITH LID | 10 NOS | 25 | 0.65789
110427 | SP - 50 | SPOOTAM CONTAINER WITH SCREW CAP | 100 NOS | 430 | 11.3158
SIZE : 50 MM DIA X 34 MM HT.
110428 | LP -20 | LOOPS DISPOSABLE L 200 MM X 5 MM DIA RING | 100 NOS | 210 | 5.5263
110429 | ES - 5 | LAXBRO EYE SHIELDS | 1000 NOS | 1280 | 33.6842
110430 | CP - 180 | COOL PACKS CAPACITY 180 ML 96 MM HT X 130 MM LX 22 MM W | 10 NOS | 210 | 5.5263
Page 13
110431 | MJ -30 | MEASURING JAR PLASTIC CAPACITY 30 ML | 100 NOS | 340 | 8.9474
110432 | TO - 1 | TEFLON 'O' RING | 1 NO | 20 | 0.52632
110433 | DK - 100 | DIAMOND KNIFE CONTAINRI POLYCARBONATE | 1 NO | 125 | 3.2895
110434 | SC -24 | SECTOR FOR HOLDING AUTO CUP AC - 4 | 10 NOS | 260 | 6.8421
110435 | SC -01 | SECTOR HOLDER | 1 NO | 390 | 10.2632
110436 | CS - 5 | CELL STRAINER FINE NYLON MESH AUTOCLOVABLE (400MESH) | 1 NO | 20 | 0.52632
110437 | EDS - 1 | ELIZA DISK | 100 NOS | 115 | 3.0263
110438 | PT - 10 | PILOT TUBE FOR BLOOD SAMPLES 10 MM DIA X 100 MM HT | 100 NOS | 200 | 5.2632
TRANSPARENT
110439 | LC -5 | LENSE CASSETTE IN CLEAR POLYSTYRENE WITH COVER | 1 NO | 20 | 0.52632
AND WASHING CHAMBER
100440 | MDR -4 | MILK DILUTION TESTING PADDLE WITH 4 COMPARTMENTS | 10 NOS | 260 | 6.8421
AND EASY HOLDING HANDLE
110441 | ET - 10 | EAR TAGS FOR ANIMALS | 100 | 880 | 23.1579
110442 | DP - 100 | DIP CUPS / FOR DISINFECTION OF ANIMAL TEATS | 1 NO | 85 | 2.2368
110443 | FLBT - 20 | DROSPHILA BOTTLE PLASTIC AUTOCLOVABLE | 1 NO | 20 | 0.52632
SIZE 60 MM DIA X 140 HT ( FLY BOTTLES)
110444 | C - 30 | CAPS FOR 30 ML GLASS BOTTLE | 100 NOS | 70 | 1.8421
SIZE 40 MM OD X 38 MM ID 13 MM HT
110445 | EC - 5 | TUBE STAND VBX - 50 WITHOUT COVER | 1 NO | 35 | 0.92105
110446 | MJ - 350 | LAXBRO BEAKER CAPACITY 350 ML WITH SPOUT GRADUATED | 10 NOS | 155 | 4.0789
110447 | MJ - 1000 | LAXBRO BEAKER CAPACITY 1000 ML WITH SPOUT GRADUATED | 10 NOS | 235 | 6.1842
110448 | DP - 300 SP | SPRAY BOTTLE WITH SPRAY NOZZLE CAPACITY : 300 ML | 1 NO | 40 | 1.0526
110449 | IV -10 | STERILE IVR SET CONTAINING P - 1 - 2 NOS. | 1SET | 20 | 0.52632
T - 15 S - 2 NOS & SV - 60 1 NO.
110450 | S- 5 | PLASTIC SYRINGE DISPOSABLE CAPACITY 5 ML. | 100 NOS | 450 | 11.8421
110450 | S - 10 | PLASTIC SYRINGE STERILE, DISPOSABLE CAPACITY 10 ML | 110 NOS | 520 | 13.6842
110451 | BT -1000 | THIN WALL BOTTLE FOR STORAGE NARROW MOUTH | 10 NOS | 215 | 5.6579
WITH SCREW CAP
Punches for Gel Cutting
ITEM CODE | CAT.NO | DESCRIPTION | UNIT | PRICE /RS
110601 | G -1 | GEL CUTTING PUNCH SINGLE CUT WITH SUCTION 3.5 MM | 1 NO | 60 | 1.5789
110602 | G -7 | GEL CUTTING PUNCH 7 CUTS CIRCULAR 3.5 MM | 1 NO | 155 | 4.0789
Page 14
Slide Boxes / Mailer
SLIDE BOXES MOULDED OUT OF POLYSTYRENE
WITH PRESS FIT COVER
ITEM CODE | CAT.NO | DESCRIPTION | UNIT | PRICE /RS
110801 | SB -2 | SLIDE MAILER BOX FOR 2 SLIDES WITH COVER | 10 NO | 110 | 2.8947
110802 | SB -3 | SLIDE MAILER BOX FOR 3 SLIDES WITH COVER | 1 NO | 15 | 0.39474
110803 | SB-25 | SLIDE BOXES TO HOLD 25 SLIDES | 1 NO | 30 | 0.78947
110804 | SB - 50 | PLASTIC SLIDE BOXES TO HOLD 50 SLIDES | 1 NO | 35 | 0.92105
110805 | CJ - 3 | COUPLING JAR WITH CAP FOR STAINING OF SLIDES | 10 NO | 285 | 7.5
CAPACITY 3 SLIDES SIZE 30 MM X 100 MM HT
Teflon Coated
Magnet Bars / Stirrer
ITEM CODE | CAT.NO | DESCRIPTION | UNIT | PRICE /RS
120001 | TCM - 5 | TEFLON COATED MAGNET BAR | 1 NO | 110 | 2.8947
MICRO SIZE 3 MM X DIA X 5 MM HT
120002 | TCM - 6 | TEFLON COATED MAGNET BAR SIZE 4 MM DIA X 6 MM HT | 1 NO | 110 | 2.8947
120003 | TCM - 9 | TEFLON COATED MAGNET BAR SIZE 6 MM DIA X 9 MM HT | 1 NO | 125 | 3.2895
120004 | TCM - 15 | TEFLON COATED MAGNET BAR SIZE 9 MM DIA X 15 MM HT | 1 NO | 155 | 4.0789
120005 | TCM - 20 | TEFLON COATED MAGNET BAR SIZE 9 MM DIA X 29 MM HT | 1 NO | 180 | 4.7368
120006 | TCM - 25 | TEFLON COATED MAGNET BAR SIZE 9 MM DIA X 25 MM HT | 1 NO | 180 | 4.7368
120007 | TCM - 30 | TEFLON COATED MAGNET BAR SIZE 9 MM DIA X 30 MM HT | 1 NO | 200 | 5.2632
120008 | TCM - 35 | TEFLON COATED MAGNET BAR SIZE 9 MM DIA X 35 MM HT | 1 NO | 215 | 5.6579
120009 | TCM - 40 | TEFLON COATED MAGNET BAR SIZE 9 MM DIA X 40 MM HT | 1 NO | 235 | 6.1842
120010 | TCM - 45 | TEFLON COATED MAGNET BAR SIZE 9 MM DIA X 45 MM HT | 1 NO | 250 | 6.5789
120011 | TCM - 50 | TEFLON COATED MAGNET BAR SIZE 9MM DIA X 60 MM HT | 1 NO | 265 | 6.9737
120012 | TCM - 60 | TEFLON COATED MAGNET BAR SIZE 9 MM DIA X 60 MM HT | 1 NO | 265 | 6.9737
120013 | TCM - 65 | TEFLON COATED MAGNET BAR SIZE 9 MM DIA X 65 MM HT | 1 NO | 280 | 7.3684
120014 | TCM - 75 | TEFLON COATED MAGNET BAR SIZE 9 MM DIA X 75 MM HT | 1 NO | 305 | 8.0263
120015 | TCM - 80 | TEFLON COATED MAGNET BAR SIZE 9 MM DIA X 80 MM HT | 1 NO | 360 | 9.4737
120016 | TCM -90 | TEFLON COATED MAGNET BAR SIZE 9 MM DIA X 90 MM HT | 1 NO | 410 | 10.7895
120017 | TCMR - 1 | MAGNET WITH 12'' LONG TEFLON ROD | 1 NO | 390 | 10.2632
120018 | TCM -10 | TEFLON STIRRING SHAFT FOR FIXING BOTTLE | 1 NO | 620 | 16.3158
120019 | TLC - 25 | TEFLON LEACHING CELLS CAPACITY : - 25 ML | 1 NO | 930 | 24.4737
120020 | TCM - 13 X 65 | TEFLON COATED MAGNETBAR | 1 NO | 585 | 15.3947
SIZE 13 MM DIA X 65 MM HT
120021 | TCM - 13 X 75 | TEFLON COATED MAGNET BAR | 1 NO | 620 | 16.3158
SIZE 13 MM DIA X 75 MM HT
Page 15
Micro Pipette Tips &
Tip Racks
ITEM CODE | CAT.NO | DESCRIPTION | UNIT | PRICE /RS
130001 | MLP -1 | MICROLITER PIPETTE TIPS FOR GILSON 0 - 100 | 500 NOS | 170 | 4.4737
YELLOW COLOUR
130002 | MLP - 1 | MICROLITER PIPETTE TIPS FOR GILSON 0 - 100 | 1000 NOS | 245 | 6.4474
YELLOW COLOUR
130003 | MLP - 1A | MICROLITER PIPETTE TIPS FOR GILSON 0 - 100 | 500 NOS | 195 | 5.1316
YELLOW COLOUR
130004 | MLP - 1S | MICROTIPS 0 - 100 STERILE BLISTER PACKED | 500 NOS | 650 | 17.1053
130005 | MLP - 1S | MICRO TIPS 0 - 100 STERIL BLISTER PACKED | 100 NOS | 145 | 3.8158
130006 | MLP - 2 | MICROLITER PIPETTE TIPS IN BLUE COLOUR | 500 NOS | 195 | 5.1316
FOR GILSON 100 - 1000
130007 | MLP -2S | MICROLITER PIPETTE TIPS IN BLUE COLOUR | 500 NOS | 700 | 18.4211
FOR GILSON 100 - 1000 STERLIE
130007 | MLP - 2 B | MICROTIPS BLUE COLOUR FOR EPENDROF | 500 NOS | 225 | 5.9211
130008 | MLP - 3 | MICROLITER TIPS B.B.L. PIPETTE | 500 NOS | 370 | 9.7368
130009 | MLP - 4 | MICRLITER PIPETTE TIP FOR MLA PIPETTE 1000 | 500 NOS | 470 | 12.3684
130010 | MLP - 6 | MIROLITER PIPETTE TIPS 1 ML. | 500 NOS | 940 | 24.7368
130011 | MLP -50 | MICROLITER TIPS CAP. 5 ML | 500 NOS | 940 | 24.7368
130012 | MLP - 15 | LONG PIPETTE TIPS 14.5 MM DIA X 140 MM LENGTH | 100 NOS | 650 | 17.1053
CAPACITY 5 ML
130013 | MLP - 100 | CONTAINER FOR MICRO TIPS 200 | 1 NO | 60 | 1.5789
WITH COVER CAP 100 TIPS
130014 | MLP - 1000 | CONTAINER WITH COVER CAP 12 X 8 = 96 TIPS OF 1000 | 1 NO | 80 | 2.1053
Page 16
Urine &
Stool Containers
ITEM CODE | CAT.NO | DESCRIPTION | UNIT | PRICE /RS
140022 | STL - 30 | STOOL CONTAINER DISPOSABLE SPOON ATTACHED TO COVER | 100 NOS | 540 | 14.2105
140023 | STL - 30 / S | STERILE STOOL CONTAINER, DISPOSABLE, SPOON | 100 NOS | 600 | 15.7895
ATTACHED TO COVER
140024 | STL - 30 / SP | STOOL CONTAINER DISPOSABLE SPOON ATTACHED TO COVER | 100 NOS | 640 | 16.8421
WITH SVREW CAP
140025 | UNB - 65 | URINE CONTAINER WITH SCREW CAP, SIZE : 47 MM DIA X | 100 NOS | 300 | 7.8947
57 MM HT CAPACITY - 65 ML
140026 | UNB - 65 / S | STERILE URINE CONTAINER WITH SCREW CAP | 100 NOS | 350 | 9.2105
SIZE : 47 MM DIA X 57 MM HT CAPACITY - 65 ML
140027 | UNB - 120 | URINE CONTAINER WITH SCREW CAP SIZE 60 MM DIA X | 100 NOS | 345 | 9.0789
75 MM HT. CAPACITY - 120 ML
140028 | UNB - 120 S | STERILE URINE CONTAINER WITH SCREW CAP | 100 NOS | 410 | 10.7895
SIZE :- 60 MM X 75 MM CAPACITY 120 ML
140029 | UCT - 30 | UNIVERSAL CONTAINER WITH SCREW CAP CONICAL BOTTOM | 100 NOS | 635 | 16.7105
SELF STANDING SIZE : 25 MM DIA X 92.5 MM HT
140030 | UCT - 30/ SP | UNIVERSAL CONTAINER WITH SPOON SCREW CAP CONICAL | 100 NOS | 700 | 18.4211
BOTTOM SELF STANDING SIZE : - 25 MM DIA X 92.5 MM HT
140031 | UNC - 45 | 38 MM DIA X 60 MM HT DISPOSABLE STERILE CONTAINER | 100 NOS | 500 | 13.1579
WITH LABLE CAPCITY 45 ML.
140032 | UNC - 50 | 38.5 MM DIA X 60 MM HT DISPOSABLE STERILE CONTAINER | 100 NOS | 580 | 15.2632
WITH LABLE CAPACITY 50 ML
140033 | UNC - 125 | AUTOCLOVABLE URINE CONTAINER CAPCITY 125 ML. | 100 NOS | 585 | 15.3947
140034 | UTB - 12 | URINE TUBE CAP 12 ML | 100 NOS | 390 | 10.2632
140035 | UTC - 12 H | CAPS FOR URINE TUBE HANGER TYPE | 100 NOS | 85 | 2.2368
140036 | UTC - 12 P | CAPS FOR URINE TUBE PLUG TYPE | 100 NOS | 110 | 2.8947
140037 | SP 75 | SPOOTAM CONTAINER PLASTIC WITH GREY COLOUR | 100 NOS | 385 | 10.1316
NON TRANSPARENT, WITH PRESS CAP CONTAINING
SAPTULA INSIDE
Page 17
Microfuge Tubes & Float
MOULDED OUR OF SPECIAL GRADE POLYPROPYLENE
FOR HIGH SPEED AND GENERAL PURPOSE
CENTRIFUGE AUTOCLOVABLE
ITEM CODE | CAT.NO | DESCRIPTION | UNIT | PRICE /RS
20061 | MCT - 4 | 5.7 MM O.D X 51 MM HT CAPCITY 0.4 ML | 20 NOS | 50 | 1.3158
MICROCENTRIFUGE TUBE
20062 | MCT - 5 | 7 MM X O.D X 35 MM HT CAPACITY - 0.5 ML | 20 NOS | 50 | 1.3158
MICROCENTRIFUGE HINGED CAP TUBE
20063 | MCT - 05 BK | MICROFUGE TUBES 7 MM O.D X 35 MM HT. CAPACITY | 1000 NOS | 1100 | 28.9474
0.5 BULK PACK
20064 | MCT - 1.5 | MICROCENTRIFUGE TUBES 12 MM O.D X 42 MM HT | 20 NOS | 50 | 1.3158
CAPACITY 1.5 ML
20065 | MCT - 1.5/BK | 12 MM O.D X 42 MM HT CAPCITY - 1.5 ML | 500 NOS | 250 | 6.5789
MICROCENTRI FUGE TUBE BULK PACK
20066 | MCT - 1.5 S | 12 MM O.D X 42 MM HT CAPACITY 1.5 ML SCREW CAP WITH 0 RING | 20 NOS | 60 | 1.5789
20067 | MCT - 03 | MICROCFUGE TUBE CONICAL HINGED CAP .12 MM | 20 NOS | 50 | 1.3158
O.D. X 55 MM HT. CAPCITY 3 ML
20068 | UHS - 5 | 13 MM O.D X 50 MM HT CAPCITY - 5 ML.ROUND | 20 NOS | 100 | 2.6316
BOTTOM THIN WALLED
Page 18
Storage Tubes
CLEAR TRANSPARENT WITH ROUND BOTTOM
DISPOSABLE PACKED IN POLY BAGS
ITEM CODE | CAT.NO | DESCRIPTION | UNIT | PRICE /RS
30001 | ST - 1 | 8 MM DIA X 35 MM HT CAPCITY 1 ML | 20 NOS | 80 | 2.1053
30002 | ST - 4 | 14 MM DIA X 45 MM HT PRESS CAP | 100 NOS | 215 | 5.6579
30003 | ST -45 | 10 MM DIA X 45 MM HT CAPACITY 2 ML | 100 NOS | 80 | 2.1053
30004 | ST - 50 | 14 MM DIA X 50 MM HT CAPACITY 4.5 ML | 100 NOS | 125 | 3.2895
30005 | ST - 55 | 9 MM DIA X 55 MM HT CAPACITY 4 ML | 100 NOS | 125 | 3.2895
30006 | ST - 75 | 9 M DIA X 75 MM CAPCITY 4 ML | 100 NOS | 130 | 3.4211
30008 | ST - 9 X75 S | STORAGE TUBE FLAT BOTTOM WITH SCREW CAP SIZE 9 MM | 100 NOS | 230 | 6.0526
DIA X 75 MM
30008 | ST - 9 X 75 PC | STORAGE TUBE FLAT BOTTOM WITH SCREW CAP SIZE 9 MM | 100 NOS | 750 | 19.7368
DIA X 75 MM POLYCARBONATE
30009 | ST - 12 X 75 | 12 MM DIA X 75 MM HT CAPACITY 5 ML | 100 NOS | 90 | 2.3684
300010 | ST - 12 X 75 S | 12 MM 75 HT CAPACITY 5 ML WITH SCREW CAP | 100 NOS | 230 | 6.0526
300011 | ST - 12 X 75 SD | 12 MM X 75 MM HT CAPACITY 5 ML WITH STAR TYPE | 100 NOS | 170 | 4.4737
30012 | ST - 12 X 75 | 12 MM DIA X 75 MM HT CAPACITY 5 ML | 100 NOS | 230 | 6.0526
WITH PRESS CAP DISPOSABLE
30013 | ST - 12 X 85 | 12 MM DIA X 85 MM HT CAPACITY 6 ML | 100 NOS | 170 | 4.4737
300014 | ST - 13 X 75 | 13 MM DIA X 75 MM HT CAPACITY 6 ML | 100 NOS | 170 | 4.4737
300015 | ST - 13 X 100 | 13 MM DIA X 100 MM CAPACITY 12 ML | 100 NOS | 215 | 5.6579
300016 | ST - 15 | SERUM TUBES 15 MM DIA X 100 MM CAPACITY 12 ML | 100 NOS | 585 | 15.3947
300017 | ST - 16 X 100 S | STORAGE TUBE WITH SCREW CAP | 100 NOS | 585 | 15.3947
16 MM DIA X 100 MM HT CAPACITY - 10 ML
300018 | ST - 17 X 95 S | STORAGE TUBE WITH SCREW CAP | 100 NOS | 585 | 15.3947
17 MM DIA X 95 MM HT CAPACITY - 10 ML
300019 | ST - 18 | 18 MM DIA X 95 MM CAPACITY 13 ML | 100 NOS | 230 | 6.0526
300020 | ST - 20 X 60 | 25 MM DIA X 60 MM DIA DISPOSABLE STYRENE | 100 NOS | 500 | 13.1579
FLATBOTTOM CAPACITY 17 ML
300021 | ST - 25 X 90 | 25 MM DIA X 90 MM FLAT BOTTOM CAPACITY 30 ML | 100 NOS | 625 | 16.4474
300022 | ST - 18 X 150 | STORAGE TUBES WITH OUT CAP CAPACITY 25 ML | 100 NOS | 535 | 14.0789
300023 | ST - 25 X 150 | 25 MM DIA X 150 MM FLAT BOTTOM CAPCITY 60 ML | 20 NOS | 315 | 8.2895
300024 | CT - 16 TC | LAXBRO TISSUE CULTURE SIZE - 18 MM | 10 NOS | 80 | 2.1053
DIA X 123 MM HT CAPACITY - 20 ML.
300025 | CP - 12 X 75 | CAPS FOR STORAGE TUBE ST - 12 X 75 & ST - 12 X 85 | 1000 NOS | 910 | 23.9474
300026 | CP -18 | CAPS FOR STORAGE TUBES ST 13 X 100 13 X 85 ST - 15 | 100 NOS | 60 | 1.5789
300027 | CP - 25 | CAPS FOR STORAGE TUBES ST - 18 X 100 13 X 85 ST - 15 | 100 NOS | 125 | 3.2895
300028 | BT - 25 | 25 MM DIA X 75 MM HT CULTURE TUBE | 100 NOS | 255 | 6.7105
GRADUATED CAPACITY 25 ML
300029 | BT - 30 PS | CULTURE TUBE SIZE 25 DIA X 90 MM HT POLYSTRENE | 100 NOS | 975 | 25.6579
CAPACITY - 30 ML WITH PRESS CAP, STERILE
|  | Page 19 | continued…..
300030 | BT - 30 A | CULTURE TUBE SIZE 25 MM DIA X 90 MM HT POLYSTYRENE | 100 NOS | 450 | 11.8421
CAPACITY - 30 ML WITH PRESS CAP AUTOCLOVABLE
300031 | BT - 30 PC | SIZE 25 MM DIA X 90 MM HT BOILDING TUBE TRANSPERENT | 100 NOS | 1365 | 35.9211
AUTOCLAVE MOLDED IN POLYCARBONATE CAPACITY - 30 ML
WITH PLUG CAP
300032 | BT-30 PS /BK | CULTURE TUBE SIZE 25 MM DIA X 90 MM HT POLYSTYRENE | 1000 NOS | 4500 | 118.4211
CAPACITY - 30 ML WITH PRESS CAP STERILE.
300033 | BT - 30 PC | SIZE 25 MM DIA X 90 MM HT BOILING TUBE CLEAR | 20 NOS | 300 | 7.8947
TRANSPERENT MOLDED IN POLYCARB AUTOCLAV
CAPACITY 30 ML
300034 | BT - 60 | BOILING TUBES 25 MM DIA X 150 MM HT CAPCITY - 60 ML | 20 NOS | 280 | 7.3684
PRESS CAP AUTOCLOVABLE
300035 | BT - 60 PS | BOILING TUBE 25 MM DIA X 150 MM HT CAPACITY - 60 ML | 20 NOS | 310 | 8.1579
PRESSCAP DISPOSABLE MOLDED IN POLYSTRENE
300036 | BT - 60 PC | BOILING TUBE 25 MM DIA X 150 MM HT CAPCITY 0 - 60 ML. | 20 NOS | 445 | 11.7105
PRESS CAP MOLDED IN POLYCARBONATE
300037 | BT - 05 | BLOOD COLLECTION VIAL WITH PRESS CAP BOTTLE TYPE | 100 NOS | 285 | 7.5
SIZE 22.5 MM DIA X 43 MM HT CAPACITY 5 ML
300038 | BT - 100 PC | 49 MM DIA X 111.5 MM HT NECK OD 36 MM BOTTLE 100 ML | 1 NO | 35 | 0.92105
CAPACITY AUTOCLOVABLE MOLDED IN POLYCARBONATE
300039 | BT - 100 / A | 49 MM DIA X 111.5 MM HT NECK OD 36 MM BOTTLE 100 ML | 100 NOS | 1100 | 28.9474
CAP MOULEDE IN POLY PROPELENE
300040 | ST - 75 A | 9 MM DIA X 75 MM HT CAPACITY 4 ML MOUKDED IN | 100 NOS | 150 | 3.9474
POLYPROPYLENE AUTOCLOVABLE
300041 | ST - 9 X 75 SA | 9 MM DIA X 75 MM HT CAPACITY 4 ML MOULDED IN POLY | 100 NOS | 230 | 6.0526
PROPELENE FLATBOTTOM FLATBOTTOM, WITH SCREWCAP AUTOCLOVABLE
300042 | ST - 12 X 75 A | 12 MM DIA X 75 MM HT CAPACITY 4 ML MOULDED IN | 100 NOS | 155 | 4.0789
POLYPROPYLENE AUTOCLOVABLE
300043 | ST - 12 X 75 SA | 12 MM DIA X 75 HT CAPACITY 5 ML MOULDED IN | 100 NOS | 230 | 6.0526
POLYPROPYLENE WITH SCREW CAP AUTOCLOVABLE
300044 | ST -12 X 85 A | 12 MM DIA X 85 MM HT CAPACITY 6 ML MOULDED IN | 100 NOS | 175 | 4.6053
POLYPROPELENE AUTOCLOVABLE
300045 | ST - 13 X 75 / A | 13 MM DIA X 75 MM HT CAPCITY - ML MOLDED IN | 100 NOS | 175 | 4.6053
POLYPROPYLENE AUTOCLOVABLE
300046 | ST - 13 X 100 A | 13 MM DIA X 100 MM HT CAPCITY 7 ML MOLDED IN | 100 NOS | 195 | 5.1316
POLYPROPELENE AUTOCLOVABLE
300047 | ST - 15 A | 15 MM DIA X 100 MM HT CAPACITY 12 ML MOLDED IN | 100 NOS | 215 | 5.6579
POLYPROPELENE AUTOCLOVABLE
300048 | ST - 55 A | 9 MM DIA X 55 MM HT CAPACITY 4 ML MOLDED IN | 100 NOS | 130 | 3.4211
POLYPROPELENE AUTOCLOVABLE
300049 | ST - 16 X 100 A-S | AUTOCLOVABLE STORAGE TUBE WITH SCREW | 100 NOS | 585 | 15.3947
CAP 16 MM DIA X 100 MM HT CAPACITY - 10 ML
300050 | ST - 17 X 95 A S | AUTOCLOVABLE STORAGE TUBE WITH SCREW | 100 NOS | 585 | 15.3947
CAP 17 MM DIA X 95 MM HT CAPACITY - 10 ML
|  | Page 20 | continued…..
300051 | ST-18 A | 18 MM DIA X 95 MM HT CAPACITY 13 ML MOLDED IN | 100 NOS | 230 | 6.0526
POLYPROPELENE AUTOCLOVABLE
300052 | ST - 20 X 60 A | 25 MM DIA X 60 MM HT CAPACITY 17 ML MOLDED IN | 100 NOS | 495 | 13.0263
POLYPROPELENE AUTOCLOVABLE FLAT BOTTOM IWITH CAP
300053 | ST - 25 X 90 A | 25 MM DIA X 90 MM HT CAPACITY 30 ML MOLDED IN | 100 NOS | 600 | 15.7895
POLYPROPELEENE AUTOCLOVABLE FLATT BOTTOM WITH OUT CAP
300054 | ST - 18 X 150 / A | 18 MM DIA X 150 MM HT CAPACITY 25 ML MOLDED IN | 100 NOS | 285 | 7.5
POLYPROPELENE AUTO CLOVABLE
300055 | ST - 25 X 150 A | 25 MM DIA X 150 MM HT CAPACITY 60 ML MOLDED IN | 20 NOS | 300 | 7.8947
POLYPROPELENE AUTOCLOVABLE FLAT BOTTOM IWITH CAP
300056 | ST 12 X 75 AS | 12 MM X 75 MM CAPACITY 5 ML MOLDED IN | 100 NOS | 170 | 4.4737
POLYPROPELENE AUTOCLOVABLE SILICONISED
300057 | ST 12 X 75 WC | 12 MM DIA X 75 MM HT CAPCITY 5 ML TRANSPARENT | 100 NOS | 220 | 5.7895
DISPOSABLE WITH PRESS CAP
300058 | CST - 13 X 75 | PRESS FIT CAP FOR 13 MM DIA UCLTURE TUBE | 100 NOS | 60 | 1.5789
SIZE : 42 MM DIA X 75 MM HT
300059 | ST 13 X 100 WC | STORAGE TUBE 13 MM DIA X 100 MM HT TRANSPARENT | 100 NOS | 260 | 6.8421
DISPOSABLE WITH PRESS CAP CAPACITY - 7 ML
Page 21
Scintillation Vials &
Centrifuge Tubes
FOR RIA SCINTILLATION BIO - GAMA AUTO ANALYSER
ITEM CODE | CAT.NO | DESCRIPTION | UNIT | PRICE /RS
40001 | SV - 5 SN | 13.5 MM DIA X 55 MM HT SCINTILLATION VIALS MOLDED | 100 NOS | 210 | 5.5263
IN H.D.P.E. PRESS FIT CAP AUTOCLOVABLE CAPACITY 4 ML
40002 | SV - 8 SN | COULTER COUNTER VIALS SCREW CAP MOLDED IN H.D.P.E. | 100 NOS | 215 | 5.6579
SIZE 15 MM O.D. X 60 MM HT CAPACITY 8 ML
40003 | SM -15 | SCINTILLATION VIAL PRESS / SCREW CAP MOLDED IN | 100 NOS | 345 | 9.0789
H.D.P.E. SIZE 27 MM O.D X 61 MM HT CAPACITY 15 ML
40004 | KV -1 | KNOLL COUNTER VIALS DISPOSABLE SIZE 10 MM CAP | 100 NOS | 125 | 3.2895
40005 | ST - 9 X 75 | 9 MM DIA X 75 MM HT RIA TUBES POLYSTYRENE | 100 NOS | 130 | 3.4211
DISPOSABLE CLEAR TRANSPARENT CAPCITY 4 ML
40006 | ST - 12 X 75 | 12 MM DIA X 75 MM HT RIA TUBE POLYSTYRENE | 100 NOS | 130 | 3.4211
DISPOSABLE CLEAR TRANSPARENT CAPACITY 5 ML
40007 | ST - 12 X 85 | 12 MM DIA X 85 MM HT DISPOSABLE RIA TUBE | 100 NOS | 170 | 4.4737
CAPACITY 6 ML
40008 | ST - 13 X 75 | 13 MM DIA X 75 MM HT. RIA TUBE POLYSTRENE | 100 NOS | 170 | 4.4737
DISPOSABLE CLEAR TRANSPARENT CAPACITY 6 ML
40009 | T- 6 | 13 MM O.D X 100 MM HT CAPACITY 5 ML ROUND BOTTOM | 20 NOS | 100 | 2.6316
400010 | T - 7 | 13 MM O.D X 115 MM HT CAPACITY - 7 ML ROUND BOTTOM | 20 NOS | 125 | 3.2895
400011 | T -15 | 17 MM O.D X 120 MM HT CAPACITY - 15 ML CONICAL | 20 NOS | 130 | 3.4211
GRADUATED WITH PRESS CAP
400012 | T - 15 S | 17 MM O . D X 120 MM HT SCREW CAP GRADUATED | 20 NOS | 150 | 3.9474
CONICAL BOTTOM UN STERILE CAPACITY 15 ML MOLDED
IN POLYSTYRENE
400013 | T - 15 S/S | 17 MM O.D.X 120 MM HT CAPACITY - 15 ML STERILE | 20 NOS | 195 | 5.1316
GRADUATED CONICAL BOTTOM SCREW CAP MOLDED
IN POLYSTYRENE
400014 | T - 15 SA / BK | 17 MM O.D X 120 MM HT CAPACITY - 15 ML GRADUATED | 50 NOS | 325 | 8.5526
CONICAL BOTTOM AUTOCLOVABLE SHRINK PACK
400015 | T - 15 S /BK | 17 MM O.D X 120 MM HT CAP - 15 ML GRADUATED | 50 NOS | 325 | 8.5526
CONICAL BOTTOM TRANSPARENT SHRINK PACK
400016 | T - 15 S / PC | 17 MM O. D. X 120 MM HT CAP - 15 ML GRADUATED | 10 NOS | 210 | 5.5263
CONICAL BOTTOM POLYCARBONATE
400017 | T - 25 C | 25 ML CONICAL BOTTOM CENTRIFUGE TUBE WITH SCREW | 20 NOS | 230 | 6.0526
CAP SIZE 29 MM DIA X 68 MM HT
400018 | T - 30 | 22 MM O.D X 90 MM HT CAPACITY - 30 ML CONCIAL | 20 NOS | 245 | 6.4474
SCREWCAP SELF STANDING
4000019 | T - 30 | 22 MM O.D X 90 MM HT CAPACITY - 30 ML CONCIAL BOTTOM | 20 NOS | 245 | 6.4474
400020 | T -30 WS | DISPOSABLE TUBE CAPCITY 30 ML WITH SLIDE AND | 1 NO | 15 | 0.39474
SCREW CAP.
|  | Page 22 | continued…..
400021 | T - 50 | 29 MM O.D. X 115 MM HT CAPACITY - 50 ML CONCIAL | 20 NOS | 170 | 4.4737
GRADUATED SELF STANDING MOLDED IN POLYPROPYLENE
400022 | T - 50 C | CENTRIFUGE TUBE CONICAL GRADUATED 29 MM O.D.X | 20 NOS | 315 | 8.2895
115 MM HT CAPACITY - 50 ML MOLDED IN POLYPROPYLENE
400023 | T- 50 C/BK | TRANSPARENT CENTRIFUGE TUBE CONICAL WITH | 20 NOS | 390 | 10.2632
ORANGE CAP GRADUATED 29 MM O.D. X 115 MM HT
CAPACITY - 50 ML SHRINK PACK MOLDED IN POLYSTYRENE
400024 | T - 50 CA / BK | AUTOCLOVABLE CENTRIFUGE TUBE CONICAL WITH ORANGE | 25 NOS | 390 | 10.2632
CAP GRADUATED 29 MM O.D X 115 MM HT CAPACITY
50 ML MOLDED IN POLYPROPYLENE SHRINK PACK
400025 | T- 50 CPC | 29 MM DIA X 115 MM HT CENTRIFUGE TUBE CONICAL | 10 NOS | 515 | 13.5526
BOTTOM WITH SCREW CAP GRADUATED MOULDED IN
POLYCARBONATE CAPACITY 50 ML
400026 | T - 50 / S | 29 MM O.D X 115 HT CAPACITY - 50 ML CONCIAL | 20 NOS | 300 | 7.8947
GRADUATED SELF STANDING MOLDED IN POLYPROPYLENE
INDIVIDUALLY PACKED STERILE AND CONICAL
400027 | CT - 12 | 15 MM O.D X 100 MM HT CAPACITY 12 ML ROUND | 20 NOS | 125 | 3.2895
BOTTOM WITH PRESS CAP
400028 | CT - 13 | 18 MM O.D X 95 MM HT CAPACITY - 13 ML ROUND | 20 NOS | 155 | 4.0789
BOTTOM WITH PRESS CAP
400029 | CT - 5 | AUTOCLOVABLE CULTURE TUBE CAPACITY 5 ML ROUND | 100 NOS | 585 | 15.3947
BOTTOM / CONICAL TOP UPPER TUBE 12.5 MM DIA X 60 MM
HT, LOWER TUBE 12.5 MM DIA X 51.7 MM HT TOTAL
12.5 MM DIA X 100 MM HT NECK 15 MM DIA X 11 MM I.D
400030 | HS - 10 | 16 MM O.D X 74 MM HT CAPACITY 10 ML ULTRA HIGH | 20 NOS | 125 | 3.2895
SPEED WITHOUT CAP
400031 | HS -14 | 15.5 MM O.D. X 115 MM HT CAPACITY - 14 ML HIGH SPEED | 20 NOS | 155 | 4.0789
WITHOUT CAP
400032 | HS - 18 | 18 MM O.D X 100 MM HT CAPACITY - 15 ML HIGH SPEED | 20 NOS | 165 | 4.3421
WITH CAP ( SORVALL )
400033 | HS - 25 | 18 MM O.D X 150 MM HT CAPACITY 25 ML ROUND BOTTOM | 20 NOS | 130 | 3.4211
WITHOUT CAP
400033 | HS - 30 | 24 MM O.D. X 85 MM HT CAPACITY 25 ML ROUND BOTTOM | 20 NOS | 130 | 3.4211
WITHOUT CAP
400034 | HS - 30 | 24 MM O.D X 85 MM HT CAPACITY 30 ML ROUND BOTTOM | 20 NOS | 155 | 4.0789
WITHOUT CAP
400035 | HS - 35 | 24 MM O.D X 85 MM HT CAPACITY 35 ML ROUND BOTTOM | 20 NOS | 170 | 4.4737
WITHOUT CAP
400036 | HS - 40 | 28 MM O.D. X 100 MM HT CAPCITY 40 ML HIGH SPEED | 20 NOS | 210 | 5.5263
WITH PRESS CAP
400037 | HS - 50 | 29 MM O.D X 107 MM HT CAPACITY 45 HIGH SPEED | 20 NOS | 240 | 6.3158
WITH CAP ( SORVALL )
400038 | HS - 65 | 35 MM O.D X 103 MM HT CAPCITY 65 ML HIGH SPEED | 20 NOS | 435 | 11.4474
AUTOCLOVABLE
400039 | HS - 100 | 45 MM O.D X 95 MM HT CAPACITY 100 ML THICK WALL | 20 NOS | 475 | 12.5
WITH PRESS CAP
400040 | HS - 250 | 67 MM O.D X 100 MM HT CAPACITY 250 ML THICK WALL | 20 NOS | 520 | 13.6842
CENTRIFUGE TUBE WITH PRESS CAP
Page 23
Centrifuge Bottle
MOULDED IN POLYPROPYLENE AUTOCLOVABLE
ITEM CODE | CAT.NO | DESCRIPTION | UNIT | PRICE /RS
40101 | CB - 3 | CENTRIFUGE TUBE CAP - 3 ML | 20 NOS | 105 | 2.7632
40102 | CB - 15 | CENTRIFUGE BUCKET FOR 15 ML TUBE SIZE | 20 NOS | 345 | 9.0789
20 MM DIA X 95 MM HT NECK O. D. 25 MM I.D.18 MM
400013 | CB - 20 | 23 MM DIA X 119 MM HT NECK O.D.26.8 MM I.D | 1 NO | 40 | 1.0526
18 .75 MM CENTRIFUGE BUCKET AUTOCLOVABLE
CAPACITY 20 ML
40104 | CB - 30 | CENTRIFUGE TUBE AUTOCLOVABLE SCREW NECK SIZE | 20 NOS | 345 | 9.0789
25 MM O.D. X 89 MM HT CAP - 25 ML
40105 | CB - 50 | 28 MM DIA X 105 MM CAPACITY - 35 ML AUTOCLAVABLE | 20 NOS | 385 | 10.1316
SCREW CAP
40106 | CB - 150 | 45.5 MM DIA X 134 MM CAPACITY 150 MM THINWAL | 20 NOS | 195 | 5.1316
WITHOUT CAP AUTOCLAV
40107 | CB - 175 | 56 MM DIA X 96 MM HT NECK O.D.56.5 MM I.D.53 MM | 20 NOS | 715 | 18.8158
MOULDED CENTRIFUGE CUP WITH SCREW NECK & CAP
40108 | CB - 200 | CENTRIFUGE BUCKET 59 .5 MM DIA X 119 MM HT | 20 NOS | 910 | 23.9474
CAP - 200 ML
40109 | CB - 250 | 60 .5 MM DIA X 125 MM CAPACITY - 250 ML HIGH SPEED | 20 NOS | 635 | 16.7105
WITH SCREW CAP
40110 | CB - 400 | 68.5 MM X 167 MM CAPACITY 400 ML AUTOCLOVABLE | 1 NO | 90 | 2.3684
SCREW CAP
40111 | CB - 500 | 75 MM X 170 MM CAPACITY 500 ML THICK WALL WITH | 20 NOS | 2080 | 54.7368
PRESS CAP
40112 | CB - 700 | CENTRIFUGE BOTTLE 85 MM X 155 MM HT NECK DIA 50 | 1NO | 105 | 2.7632
MM CAPACITY 700 ML AUTOCLOVABLE WITH SCREW CAP
40113 | CB - 850 | AUTOCLAVABLE CENTRIFUGE BOTTLE WITH SCREW NECK | 4 NOS | 650 | 17.1053
& CONICAL BOTTOM SIZE 96 MM DIA X 171 MM HT NECK
O.D. 35 MM ID 31.5 MM CAPACITY 850 ML
40114 | CB - 1000 | AUTOCLAVABLE CENTRIFUGE BOTTLE WITH SCREW NECK | 1 NO | 210 | 5.5263
FLAT BOTTOM SIZE 97 MM O.D. X 180 MM HT
CAPACITY 1000 ML
40115 | CB 850 AD | ADAPTOR FOR CB 850 CENTRIFUGE BOTTLE | 1 NO | 300 | 7.8947
Page 24
Ultra Centrifuge Tubes
MOULDED IN POLYCARBONATE CLEAR
TRANSPARENT AUTOCLOVABLE
ITEM CODE | CAT.NO | DESCRIPTION | UNIT | PRICE /RS
40116 | UC - 8 | 15.9 MM DIA X 76.2 MM CAPACITY 8.8 ML ROUND BOTTOM | 8 NOS | 340 | 8.9474
40117 | UHS - 8 | CENTRIFUGE TUBE POLYCARBONATE ROUND BOTTOM | 8 NOS | 195 | 5.1316
CAPACITY - 8 ML
40118 | UHS - 18 | 18 MM DIA X 100 MM H.T NECK O.D.20 MM I.D. 15MM | 8 NOS | 300 | 7.8947
CENTRIFUGE TUBE POLYCARBONATE
40119 | UHS - 30 | 25.5 MM DIA X 90 MM HT NECK O.D 70.5 MM X 14.75 MM | 8 NOS | 350 | 9.2105
I.D.CENTRIFUGE TUBE POLYCARBONATE SCREW
40120 | UHS - 50 | 26 MM DIA X 100 MM HT CAPACITY 50 ML ROUND BOTTOM | 8 NOS | 390 | 10.2632
PRESSCAP
40121 | UHS - 250 | 61 MM DIA X 125 MM CAPACITY 250 ML BOTTLE TYPE | 8 NOS | 515 | 13.5526
WITH SCREW NECK
40122 | UHS - 850 | 95.5 MM DIA X 170 MM HT NECK O.D.35 MM I.D.31.5 MM | 4 NOS | 1300 | 34.2105
850 ML BOTTLE TYPE WITH SCREW NECK CONICAL BOTTOM
Plant Tissue Culture
Container & Laxenta Jars
ITEM CODE | CAT.NO | DESCRIPTION | UNIT | PRICE /RS
50023 | PNC - 30 | PLANT CONTAINER STERILISED PRESSCAP | 100 NOS | 635 | 16.7105
DISPOSABLE CONICAL
50024 | PTC - 70 | WIDE MOUTH DISPOSABLE CONTANER FOR PLANT | 1 NO | 15 | 0.39474
CULTURE STORAGE WITH SCREW CAP SIZE 69 MM DIA X
81.5 MM HT NECK O.D. 69.5 MM, NECK I.D.67 MM
50025 | PTC - 70 /A | AUTOCLOVABLE WIDE MOUTH CONTANER PP / PLANT | 1 NO | 15 | 0.39474
CULTURE STORAGE LEAK PROOF CONTAINERSIZE 69 MM
DIA X 81.5 MM HT NECK O.D. 69.5 MM NECK I.D ,67 MM
50026 | PTC - 70 / PC | WIDE MOUTH POLYCARBONATE CONTANER FOR PLANT | 1 NO | 25 | 0.65789
CULTURE STORAGE WITH SCREW CAP SIZE 69 MM DIA X
81.5 MM HT NECK O.D. 69.5 MM, NECK I.D.67 MM C184
Page 25
Plant Tissue Culture
Container & laxenta Jars
ITEM CODE | CAT.NO | DESCRIPTION | UNIT | PRICE /RS
50027 | B -100 | SEEDLING GERMINATING BOX SIZE 100 MM LX 100 MM | 10 NOS | 355 | 9.3421
W X 65 MM HT. WITH COVER REVERSABLE ONE SIDE 60 %
AIRTION OTHER SEALS COMPLETE AREA TRANSPARENT
TO TAKE PHOTOGRAPH FROM SIDE
50028 | B -100 | LAXBRP SEEDLING STERILE GERMINTING BOX SIZE | 1 NO | 40 | 1.0526
100 MM LX 100 MM W X 65 MM HT. WITH COVER
50029 | B - 100 CP | LIDS ONLY FOR GERMINATING BOX | 1 NO | 15 | 0.39474
50030 | LM - 100 | LAXENTA JARS 65 X 65 X 100 PLANT TISSUE CULTURAL | 1 NO | 35 | 0.92105
JAR MOULDED IN POLYCARBONATE
Feeding Bottles for
Animal Cages / Accessories
ITEM CODE | CAT.NO | DESCRIPTION | UNIT | PRICE /RS
80001 | B -3 | BOTTILES MOULDED IN POLYPROPYLENE TRANSLUCENT | 100 NOS | 1040 | 27.3684
AUTOCLOVABLE CAP 325 ML
80002 | B -4 | GLASS NOZZLES FOR FEEDING BOTTLE | 100 NOS | 1040 | 27.3684
80003 | B -5 | RUBBER CORK WITH CENTRE HOLE | 100 NOS | 1040 | 27.3684
Page 26
Vaccine Bottles
Serum / Reagent
ITEM CODE | CAT.NO | DESCRIPTION | UNIT | PRICE /RS
80101 | VB - 4 | 4 ML ROUND VACCINE BOTTLE WITH NECK OD 12.5 MM & ID | 100 NOS | 150 | 3.9474
6.8 MM (+ - 0.3) SIZE 22.5 MM DIA X 36.5 MM HT
80102 | VB - 10 | 10 ML ROUND VACCINE BOTTLE WITH NECK OD 19.5 MM & ID | 100 NOS | 145 | 3.8158
12.5 MM ( + - 0.3) SIZE 25.5 NN DIA X 38.5 MM HT
80103 | VB - 15 | 15 ML ROUND VACCINE BOTTLE WITH NECK OD 19.5 MM & ID | 100 NOS | 200 | 5.2632
12.5 MM (+ - 0.3) SIZE 24.5 MM DIA X 50 MM HT
80104 | VB - 20 | 20 ML ROUND VACCINE BOTTLE WITH NECK OD 19.5 MM & ID | 100 NOS | 200 | 5.2632
12.5 MM (+ - 0.3) SIZE 29 MM DIA X 55 MM HT
80105 | VB - 30 | 30 ML ROUND VACCINE BOTTLE WITH NECK OD X 19.5 MM & ID | 100 NOS | 260 | 6.8421
12.5 MM (+ - 0.3 ) SIZE 36 MM DIA X 57 MM HT
80106 | VB - 30SQ | 30 ML SQUARE VACCINE BOTTLE WITH NECK OD 19.5 MM & ID | 100 NOS | 260 | 6.8421
12.5 MM ( + - 0.3 ) SIZE 43.5 MM L X 30 MM W X 60 MM HT
80107 | VB - 50 | 50 ML ROUND VACCINE BOTTLE WITH NECK OD 19.5 MM & ID | 100 NOS | 500 | 13.1579
12.5 MM ( + - 0.3 ) SIZE 41 MM DIA X 67 MM HT
80108 | VB - 50 R | 50 ML RECTANGULAR VACCINE BOTTLE WITH NECK OD | 100 NOS | 385 | 10.1316
19.5 MM & ID 12.5 MM (+ - 0.3 ) SIZE 60 MM L X 30 MM W X 66 MM HT
80109 | VB - 100 | 100 ML ROUND VACCINE BOTTLE WITH NECK OD 19.5 MM & | 100 NOS | 515 | 13.5526
ID 12.5 MM ( + - 0.3 )SIZE 50 MM DIA X 92 HT
80110 | VB - 100 R | 100 ML RECTANGULAR VACCINE BOTTLE WITH NECK OD | 100 NOS | 540 | 14.2105
19,5 MM & ID 12.5 MM ( + - 0.3 ) SIZE 60 MM LX 30 MM W X 99 MM HT
80111 | VB - 100 SQ | 100 ML SQUARE VACCINE BOTTLE WITH NECK OD 19.5 MM & | 100 NOS | 550 | 14.4737
ID 12.5 MM ( + - 0.3 ) SIZE 52.5 MM L X 35.5 MM W X 91 MM HT
80112 | VB - 125 | 125 ML ROUND VACCINE BOTTLE WITH NECK OD 19.5 MM & | 100 NOS | 370 | 9.7368
ID 12.5 MM (+ - 0.3)SIZE 46.5 MM DIA X 102 MM HT
80113 | VB - 180 | VACCINE BOTTLES CAPCITY : 180 ML WITH SCREW CAP SIZE | 100 NOS | 1365 | 35.9211
99 MM HT X 133 MM L X 20.69 MM W
80114 | VB - 200 R | 200 ML ROUND VACCINE BOTTLE WITH NECK OD 19.5 MM & ID | 100 NOS | 470 | 12.3684
12.5 MM ( + -0.3 ) SIZE 51 MM SQ X 115 MM HT
10115 | VB - 200 SQ | 200 ML SQUARE VACCINE BOTTLE WITH NECK OD 19.5 MM & | 100 NOS | 585 | 15.3947
ID 12.5 MM (+ - 0.3) SIZE 51 MM X 51 MM SQ X 115 MM HT
10116 | VB - 300 | 300ML ROUND VACCINE BOTTLE WITH NECK OD 19.5 MM | 100 NOS | 665 | 17.5
ID 12.5 MM ( + - 0.3 ) SIZE 69 MM DIA X 117 MM HT
10117 | VB - 300 SQ | 300 ML SQUARE VACCINE BOTTLE WITH NECK OD 19.5 MM | 100 NOS | 690 | 18.1579
ID 12.5 MM ( + - 0.3 ) SIZE 70 MM L X 50 MM W X 120 MM HT
80118 | VB - 300 TL | 300 ML VACCINE BOTTLE SIZE 60 MM DIA X 140 MM HT | 100 NOS | 475 | 12.5
NECK O.D 29 MM NECK I.D. 16 MM
80119 | VB - 500 | 500 ML ROUND VACCINE BOTTLE WITH NECK OD 19.5 MM & | 100 NOS | 1130 | 29.7368
ID 12.5 MM (+-0.3) SIZE 70 MM DIA X 147.5 MM HT
80120 | VB - 50 PR | LAXBRO VACCINE BOTTLE 50 ML WITH PRINTING 2 COLOUR | 100 NOS | 390 | 10.2632
LABEL PAD PRINTING
|  | Page 27 | continued…..
80121 | VB - 100 RH | LAXBRO VACCINE BOTTLE WITH 2 COLOUR PAD PRINTING | 100 NOS | 540 | 14.2105
WITH BATCH NO.
80122 | VB - 500 HN | LAXBRO HANGER TYPE BOTTLE WITH NECK ID : 15 MM | 1 NO | 25 | 0.65789
(± 0.3 MM ), NECK OD : 28 28.45 MM , SIZE : 79 MM DIA X 160 MM
80123 | JKC - 70 | JACKET TYPE CONTAINER CAPCITY - 70 ML | 1 NO | 25 | 0.65789
80124 | BT - 50 R | RECTANGULAR BOTTLE CAPCITY 50 ML | 100 NOS | 780 | 20.5263
80125 | BT - 100 | 100 ML BOTTLE WITH CAP (RED) ROOSTER | 100 NOS | 860 | 22.6316
80126 | BT - 250 | AMBER COLOR 250 ML ROUND BOTTLE FLAT BOTTOM WITH | 1 NO | 15 | 0.39474
SCREW CAP NECK OD 29.2 MM & ID 23.5
SIZE 80 MM DIA X 157.5 MM HT
80127 | BT - 500 | MABER COLOR 500 ML ROUND BOTTLE FLAT BOTTOM WITH | 1NO | 19 | 0.5
SCREW CAP NECK OD 29.2 MM & ID 23.5 SIZE 80 MM
DIA X 157 . MM HT
80128 | BT 1000 | AMBER COLOR 1000 ML ROUND BOTTLE FLAT BOTTOM WITH | 1 NO | 25 | 0.65789
SCREW CAP NECK OD 29.2 MM & ID 23.5 SIZE 80 MM
DIA X 157 . MM HT
Page 28
Bottles & Boats
for Diagnostic use
ITEM CODE | CAT.NO | DESCRIPTION | UNIT | PRICE /RS
80201 | BD - 25 | HD MOULDED BOATS CAPACITY - 25 ML | 100 NOS | 655 | 17.2368
80202 | BD - 5- SQ | SQUARE BOTTLE MOULDED IN H.D.P.E. CAPASITY 50 ML | 100 NOS | 780 | 20.5263
AMBER COLOUR, 500 ML CAP SIZE
Cups & Cuvettes
ITEM CODE | CAT.NO | DESCRIPTION | UNIT | PRICE /RS
110001 | M - 10 | SAMPLE CUPS CAPCITY 0.3 ML | 100 NOS | 90 | 2.3684
110002 | M -10 | SAMPLE CUPS CAP 0.3 ML | 1000 NOS | 600 | 15.7895
110003 | CV - 1R | CUVETTES 0.5 ML CAP . RECTANGULAR TRAN . DISPOSABLE | 500 NOS | 990 | 26.0526
110004 | CV - 015 | CUVETTS WITH ''U'' SHAPE BOTTOM SIZE 12.5 MM L X | 100 NOS | 325 | 8.5526
7 MM W X 37.5 MM HT CAPACITY 1.5 ML
110005 | CV - 1.5 | CUVETTES WITH CONICAL BOTTOM WITH OUT CAP 1.5 ML CAP | 100 NOS | 150 | 3.9474
110006 | CV - 2 | CUVETTES 2 ML CAP ROUND 10 MM DIA X 35 MM HT | 100 NOS | 195 | 5.1316
TRANSPARENT
110007 | CV - 4 | CUVETTES DISPOSABLE WITH CAP - 4 ML | 100 NOS | 325 | 8.5526
SIZE 10 MM X 70 MM HT
| CV 12 X 75 | CUVETTES DISPOSABLE 12 MM DIA X 75 MM HT | 100 NOS | 350 | 9.2105
CAPACITY 5 ML
110008 | CV - 05 M | DISPOSABLE CUVETTES VISIBLE RANGE, 800 - 340 NM SEMI | 100 NOS | 715 | 18.8158
MIRO 0.5 ML CAP
110009 | CV - 10 | DISPOSABLE CUVETTES 10 MM X 10 MM 45 MM HT | 100 NOS | 540 | 14.2105
1100010 | BC - 30 M | BLOOD CELL CUPS FOR MILES COUNTER CAPCITY : 30 ML | 100 NOS | 130 | 3.4211
10011 | BC - 30 M | BLOOD CELL CUPS FOR ERMA CAP 30 ML | 1000 NOS | 715 | 18.8158
SIZE 30 MM X 70 MM
110012 | BC - 30 M | BLOOD CELL CUPS FOR ERMA CAP 30 ML SIZE 30 MM X 70 MM | 100 NOS | 110 | 2.8947
110013 | RS - 20 | REACTION SECTOR WITH 20 CUVETTES | 1 NO | 20 | 0.52632
Page 29
Droppers & Dropping
Pipette / Pasture Pipette
ITEM CODE | CAT.NO | DESCRIPTION | UNIT | PRICE /RS
110301 | P -1 | PASTURE PIPETTE DISPOSABLE WITH MOULDED | 100 NOS | 195 | 5.1316
TEAT CAP 2 ML
110302 | P -1 S | PASTURE PIPETTE DISPOSABLE WITH MOULDED | 100 NOS | 260 | 6.8421
TEAT CAP 2 ML
110303 | P - 1 / XL | PASTURE PIPETTE DISPOSABLE WITH EXTRA LONG MOULDED | 100 NOS | 400 | 10.5263
TEAT CAPACITY 2 ML
110304 | P - 05 | MICRO PASTURE PIPETTE 0.05 ML CAP : DISPOSABLE | 100 NOS | 195 | 5.1316
110305 | P -2 | PASTURE PIPETTE DISPOSABLE WITH MOULDED TEAT & LONG | 100 NOS | 195 | 5.1316
TIP CAPACITY 0.5 ML
110306 | P -3 | LAXBRO PASTURE PIPETTE GRADUATED DISPOSABLE | 100 NOS | 240 | 6.3158
CAPACITY 3 ML
110307 | P - 3 / S | LAXBRO PASTURE PIPETTE GRADUATED STERILE DISPOSABLE | 100 NOS | 310 | 8.1579
CAPACITY 3 ML
110308 | DP - 2 | DROPPERS WITH RUBBER TEAT 2 ML CAP | 100 NOS | 210 | 5.5263
110309 | DP - 25 | DROPPING PIPETTE WITH DROP SIZE NEEDLE CAP 0.025 ML | 1 NO | 35 | 0.92105
110310 | DP - 30 | P.P DROPPERS WITH FINE TIP 30 - 32 DROPS IN 1 ML | 100 NOS | 345 | 9.0789
110311 | DP - 50 | DROPPPING PIPETTE WITH DROP SIZE NEEDLE CAP 0.05 ML | 1 NO | 35 | 0.92105
110312 | DB - 05 | DROPPING BOTTLE WITH FINE NOZZLE & SCREW CAP | 100 NOS | 325 | 8.5526
CAPACITY 5 ML
110313 | DB - 20 | DROPPING BOTTLE WITH FINE NOZZLE & S/ CAP CAP :- 20 ML | 10 NOS | 90 | 2.3684
110314 | DB - 25 | DROPPING BOTTLE WITH FINE NOZZLE & SCREW CAP | 100 NOS | 760 | 20
CAP :- 25ML
110315 | DB - 30 | DROPPING BOTTLE WITH FINE NOZZLE & S/CAP CAP:-30ML | 10 NOS | 105 | 2.7632
110316 | DB - 60 | DROPPING BOTTLE WITH FINE NOZZLE & S/CAP CAP : 60 ML | 10 NOS | 135 | 3.5526
110317 | DB - 100 | DROPPING BOTTLE POLYETHYLENE CAPACITY :100 ML | 10 NOS | 95 | 2.5
Page 30
Plastic Cap for Tissue
Culture Work
REPLACEMENT FOR COTTON PLUGE AUTOCLOVABLE
PRESS TYPE OUTSIDE FITTING EASY TO HANDLE
ITEM CODE | CAT.NO | DESCRIPTION | UNIT | PRICE /RS
110501 | CL - 12 | CAPS FOR TEST TUBES SIZE 12 MM | 100 NOS | 110 | 2.8947
110502 | CL - 15 | CAPS FOR TEST TUBES SIZE 15 MM | 100 NOS | 110 | 2.8947
110503 | CL - 18 | CAPS FOR TEST TUBES SIZE 18 MM | 100 NOS | 155 | 4.0789
110504 | CL -25 | CAPS FOR TEST TUBES SIZE 25 MM | 100 NOS | 175 | 4.6053
110505 | CL - 28 | CLOSER CAP FOR PLAINTEST TUBES 28 MM DIA | 100 NOS | 210 | 5.5263
110506 | C - 40 | P P CAPS | 100 NOS | 140 | 3.6842
110507 | C - 55 | P.P CAPS SCREW TYPE | 100 NOS | 125 | 3.2895
110508 | C - 65 | CAPS FOR PLANT TISSUE CULTURE | 100 NOS | 215 | 5.6579
SIZE 65 MM DIA X 18 HT
11509 | C 85 / L | MOLDED PP CAPS LONG | 100 NOS | 285 | 7.5
11510 | C 85 / F | MOLDED PP CAOS WITH FILTER | 100 NOS | 3500 | 92.1053
110511 | C - 8 5 | LAXBRO MOULDED PP CAPS | 100 NOS | 2795 | 73.5526
110512 | CB - 100 / C | CAPS FOR CENTRIFUGE BUCKET 1000 ML WITH WASHER | 100 NOS | 1690 | 44.4737
110513 | VBC - 1 | VACCINE BOTTLE CAPS FOR 50 & 180 ML CAP : - BOTTLES | 100 NOS | 170 | 4.4737
110514 | SVC - 15 | SCINTILATION VIAL CAPS FOR 20ML CAP : BOTTLES | 100 NOS | 170 | 4.4737
110515 | SV - 2 C | CAPS FOR GLASS TUBE ST 12 X 75 | 100 NOS | 290 | 7.6316
Rubber Stoppers
ITEM CODE | CAT.NO | DESCRIPTION | UNIT | PRICE /RS
110701 | RC -1 | HOLLOW PLUG WITH HINGED TOP SUITABLE FOR | 100 NOS | 285 | 7.5
BOTTTLE 14 MM ID
110702 | RC - 2 | RUBBER STOPPER FOR CULTURE TUBES | 100 NOS | 285 | 7.5
110703 | RC - 3 | RUBBER CORK FROM SOFT NATURAL RUBBER | 100 NOS | 390 | 10.2632
12 MM DIA X 23 MM HT
110704 | RC - 4 | SIZE 14 MM DIA X 20 MM HT | 100 NOS | 410 | 10.7895
110705 | RC -5 | SIZE 16 MM DIA X 23 MM HT | 100 NOS | 470 | 12.3684
110706 | RC -6 | SIZE 17 MM DIA X 23 HT | 100 NOS | 565 | 14.8684
110707 | RC - 12 | HOLLOW RUBBER CAP WITH STEM SUITABLES FOR TUBES 12 MM | 100 NOS | 175 | 4.6053
Page 31
Auto Analuser Cups
ITEM CODE | CAT.NO | DESCRIPTION | UNIT | PRICE /RS
140001 | AC -1 | SAMPLE CUPS FOR 6/60AUTO | 100 NOS | 100 | 2.6316
ANALYSER CAP 1 ML
140002 | AC 1A | SAMPLE CUPS FOR SMA 6/ 60 AUTO ANALYSER | 100 NOS | 100 | 2.6316
CAP 1 ML AUTOCLOVABLE
140003 | AC - 1.3 | REACTION CUPS SIZE 9.5 MM DIA X 30 MM HT | 100 NOS | 115 | 3.0263
CAPACITY 1.3 ML
140004 | CP - 13 | CAPS FOR REACTION CUPS 16 MM DIA | 100 NOS | 45 | 1.1842
140005 | AC - 1.5 | AUTO ANALYSER CUPS CAP 1.5 ML TRANSP DISPOSABLE | 100 NOS | 125 | 3.2895
140006 | AC - 1.5 | AUTO ANALUSER CUPS CAP 1.5 ML TRANSP. DISPOSABLE | 1000 NOS | 630 | 16.5789
140007 | AC - 1.6 | REACTION CUPS SIZE 12.5 MM DIA X 29.5 MM HT | 100 NOS | 125 | 3.2895
CAPACITY 1.6 ML
140008 | CP -16 | CAPS FOR REACTION CUPS 16 MM DIA | 100 NOS | 50 | 1.3158
140009 | AC -2 | SAMPLES CUPS FOR SMA 12 / 30 / 12 / 60 | 100 NOS | 100 | 2.6316
CAP 1.6 ML 2 ML
1400010 | AC - 3 | CUPS FOR AUTO - ANALYSER CUPS ORESS FIT | 100 NOS | 70 | 1.8421
1400011 | AC - JO 3 | DOUBLE REACTION CUS FOR USE IN COAGULATION TEST | 1000 NOS | 850 | 22.3684
CAPACITY 0.3 ML X 2
1400012 | AC -4 | SAMPLE CUPS SMALL 0.3 CAPACITY | 100 NOS | 100 | 2.6316
1400013 | AC -5 | ASSEY CUPS CAPACITY 0.5 ML HANGER TYPE | 100 NOS | 130 | 3.4211
AUTOCLOVABLE
1400014 | AC - 6 | REACTION CUP CAP 0.5 ML DISPOSABLE TRANSPARENT | 100 NOS | 100 | 2.6316
1400015 | AC - 8 | HANGER TYPE CUP 2 ML | 100 NOS | 500 | 13.1579
1400016 | AC - 9 | AUTO ANALYSER CUP WITH HANGER EXTRA LARGE SIZE | 100 NOS | 580 | 15.2632
1400017 | AC -10 | SAMPLE CUPS FOR HITACHI CLEAT TRANSPARENT | 100 NOS | 135 | 3.5526
1400018 | AC -10 | SAMPLE CUPS FOR HITACHI CLEAT TRANSPARENT BULK PACK | 1000 NOS | 1175 | 30.9211
1400019 | AC - 25 | AUTO CUPS FOR COULTER WITH PRESS CAPS | 100 NOS | 455 | 11.9737
CAPACITY 15 ML
1400020 | AC - 15 | LAXBRO AURO CUPS | 1000 NOS | 990 | 26.0526
1400021 | AC - 30 | LAXBRO SAMPLE CUPS | 100 NOS | 70 | 1.8421
140002 | PAC - 05 | PEDIATRIC AUTO CUPS CAPACITY 0.5 ML | 500 NOS | 585 | 15.3947
1400023 | AC / 1E | LAXBRO SAMPLE CUPS FOR SMA 6/60 AUTOANALYSER | 100 NOS | 195 | 5.1316
CAP1 ML WITH ELIZA COATED
Page 32

## Sheet2
Plain |  | Red Colour Top
Plain Tube with Polymer |  | Yellow Colour Top
Gel & Clot Activator
EDTA K₂ |  | Lavender Colour Top
EDTA K₃ |  | Lavender Colour Top
EDTA Na₂ |  | Lavender Colour Top
Sodium Fluoride + |  | Grey Colour Top
Potasium Oxalate
Sodium Fluoride + |  | Grey Colour Top
Na₂ EDTA
Sodium Citrate 3.8 % |  | Black Colour Top
Sodium Citrate 3.2 % |  | Blue Colour Top
Sodium Citrate 3.2% |  | Green Colour Top
Sodium Heparin |  | Deep Green colour Top
Lithium Heparin
Lithium Heparin |  | Deep Green Colour Top
with Ploymer Gel
PRICE LIST
For Evacuated Blood Tubes
Evacuated Lax Vac Brand Blood Collection Tubes are molded of Special Plastic ( specifically to
retain 100 % vacuum volume ) & come with Bio safe Hermetic Rubber Stopper & LaxGuard outer
protective Top molded of Polypropylene Each Tube Comes with Label premarked for volume & space
for sample identification information.
ITEM CODE | Additive | Shelf Life | Used For
LV - 00 10 | Plain | 15 Months | Biochemistry / Serology
Volume | Size | Unit / PK | Rate / Pk INR
2MI. | 13 MM DIA X 75 MM HT | 100 NOS | 300
3MI | 13 MM DIA X 75 MM HT | 100 NOS | 325
5 MI. | 13 MM DIA X 75 MM HT | 100 NOS | 350
9 MI. | 16 MM X DIA X 95 MM HT | 50 NOS | 225
ITEM CODE | Additive | Shelf Life | Used For
LV - 00 11 | Silicon Coated | 15 Months | Biochemistry / Serology
Volume | Size | Unit / PK | Rate / Pk INR
2MI. | 13 MM DIA X 75 MM HT | 100 NOS | 325
3 MI. | 13 MM DIA X 75 MM HT | 100 NOS | 350
5 MI. | 13 MM DIA X 75 MM HT | 100 NOS | 380
9 MI. | 16 MM DIA X 95 MM HT | 50 NOS | 250
ITEM CODE | Additive | Shelf Life | Used For
LV - 00 12 | Plain Tube with Clot Activator | 15 Months | Biochemistry / Serology
Volume | Size | Unit / PK | Rate / Pk INR
2MI | 13 MM DIA X 75 MM HT | 100 NOS | 400
3 MI. | 13 MM DIA X 75 MM HT | 100 NOS | 425
5 MI. | 13 MM DIA X 75 MM HT | 100 NOS | 450
9 MI. | 16 MM DIA X 95 HT | 50 NOS | 400
ITEM CODE | Additive | Shelf Life | Used For
LV - 00 12 | Plain tube with Polymer gel & Clot Activator | 15 Months | Biochemistry / Serology
Volume | Size | Unit / PK | Rate / Pk INR
2 MI. | 13 MM DIA X 75 MM HT | 100 NOS | 500
3 MI. | 13 MM DIA X 75 MM HT | 100 NOS | 525
5 MI. | 13 MM DIA X 75 MM HT | 100 NOS | 600
9 MI. | 16 MM DIA X 95 MM HT | 50 NOS | 500
ITEM CODE | Additive | Shelf Life | Used For
LV - 00 20 | EDTA K2 (Di Potassium) | 15 Months | Hematology
Volume | Size | Unit / PK | Rate / Pk INR
2 MI. | 13 MM DIA X 75 MM HT | 100 NOS | 350
3MI. | 13 MM DIA X 75 MM HT | 100 NOS | 375
5 MI. | 13MM DIA X 75 MM HT | 100 NOS | 400
9MI. | 16 MM DIA X 95 MM HT | 50 NOS | 280
ITEM CODE | Additive | Shelf Life | Used For
LV - 00 21 | EDTA K2 Spray Dried | 15 Months | Hematology
Volume | Size | Unit / PK | Rate / Pk INR
2MI. | 13 MM DIA X 75 MM HT | 100 NOS | 375
3MI. | 13 MM DIA X 75 MM HT | 100 NOS | 400
5MI. | 13 MM DIA X 75 MM HT | 100 NOS | 430
9MI. | 16 MM DIA X 95 MM HT | 50 NOS | 300
ITEM CODE | Additive | Shelf Life | Used For
LV - 00 22 | EDTA K2 ( Di- Potassium) With Polymer Gel | 15 Months | Biochemistry / Serology
Volume | Size | Unit / PK | Rate / Pk INR
2MI. | 13 MM DIA X 75 MM HT | 100 NOS | 500
3MI | 13 MM DIA X 75 MM HT | 100 NOS | 525
5MI. | 13 MM DIA X 75 MM HT | 100 NOS | 580
9MI. | 16 MM DIA X 95 MM HT | 50 NOS | 500
ITEM CODE | Additive | Shelf Life | Used For
LV - 00 30 | EDTA K3 (Tripotassium) | 15 Months | Hematology
Volume | Size | Unit / PK | Rate / Pk INR
2MI. | 13 MM DIA X 75 MM HT | 100 NOS | 400
3MI. | 13 MM DIA X 75 MM HT | 100 NOS | 425
5MI. | 13 MM DIA X 75 MM HT | 100 NOS | 450
9MI. | 16 MM DIA 95 MM HT | 50 NOS | 300
ITEM CODE | Additive | Shelf Life | Used For
LV - 00 31 | EDTA K3 (Tri-Potassium) Spary Dried | 15 Months | Hematology
Volume | Size | Unit / PK | Rate / Pk INR
2 MI. | 13 MM DIA X 75 MM HT | 100 NOS | 425
3 MI. | 13 MM DAI X 75 MM HT | 100 NOS | 450
5 MI. | 13 MM DIA X 75 MM HT | 100 NOS | 480
9 MI. | 16 MM DIA X 95 MM HT | 50 NOS | 325
ITEM CODE | Additive | Shelf Life | Used For
LV - 00 32 | EDTA K3 With Polymer gel | 15 Months | Biochemistry / Serology
Volume | Size | Unit / PK | Rate / Pk INR
2 MI. | 13 MM DIA X 75 MM HT | 100 NOS | 525
3 MI | 13 MM DIA X 75 MM HT | 100 NOS | 550
5 MI. | 13 MM DIA X 75 MM HT | 100 NOS | 580
9 MI | 16 MM DIA X 95 MM HT | 50 NOS | 500
ITEM CODE | Additive | Shelf Life | Used For
LV - 00 33 | EDTA K3 (Tri Potassium Liquid ) | 15 Months | Hematology
Volume | Size | Unit / PK | Rate / Pk INR
2MI. | 13 MM DIA X 75 MM HT | 100 NOS | 400
3 MI. | 13 MM DIA X 75 MM HT | 100 NOS | 425
5 MI. | 13 MM DIA X 75 MM HT | 100 NOS | 450
9MI. | 16 MM DIA X 95 MM HT | 50 NOS | 300
ITEM CODE | Additive | Shelf Life | Used For
LV - 00 40 | EDTA Na 2 (DI-Sodium) | 15 Months | Hematology
Volume | Size | Unit / PK | Rate / Pk INR
2MI. | 13 MM DIA X 75 MM HT | 100 NOS | 325
3 MI. | 13 MM DIA X 75 MM HT | 100 NOS | 350
5 MI. | 13 MM DIA X 75 MM HT | 100 NOS | 400
9MI. | 16 MM DIA X 95 MM HT | 50 NOS | 250
ITEM CODE | Additive | Shelf Life | Used For
LV - 00 50 | Sodium Fluoride - pot. Oxalate | 15 Months | Bichemistry
Volume | Size | Unit / PK | Rate / Pk INR
2MI. | 13 MM DIA X 75 MM HT | 100 NOS | 325
3 MI. | 13 MM DIA X 75 MM HT | 100 NOS | 350
5 MI. | 13 MM DIA X 75 MM HT | 100 NOS | 400
9MI. | 16 MM DIA X 95 MM HT | 50 NOS | 250
ITEM CODE | Additive | Shelf Life | Used For
LV - 00 51 | Sodium Fluoride - Na 2 EDTA | 15 Months | Bichemistry
Volume | Size | Unit / PK | Rate / Pk INR
2MI. | 13 MM DIA X 75 MM HT | 100 NOS | 325
3 MI. | 13 MM DIA X 75 MM HT | 100 NOS | 350
5 MI. | 13 MM DIA X 75 MM HT | 100 NOS | 400
9MI. | 16 MM DIA X 95 MM HT | 50 NOS | 250
ITEM CODE | Additive | Shelf Life | Used For
LV - 00 60 | 3.8 % Sodium Citrate | 15 Months | Hematology
Volume | Size | Unit / PK | Rate / Pk INR
2MI. | 13 MM DIA X 75 MM HT | 100 NOS | 350
ITEM CODE | Additive | Shelf Life | Used For
LV - 00 61 | 3.2 % Sodium Citrate (9 NC) | 15 Months | Hematology
Volume | Size | Unit / PK | Rate / Pk INR
1MI. | 12 MM DIA X 75 MM HT | 100 NOS | 325
2 MI. | 13 MM DIA X 75 MM HT | 100 NOS | 350
3 MI. | 13 MM DIA X 75 MM HT | 100 NOS | 375
4 MI. | 13 MM DIA X 75 MM HT | 100 NOS | 400
ITEM CODE | Additive | Shelf Life | Used For
LV - 00 70 | Sodium Heparin | 15 Months | Hematology
Volume | Size | Unit / PK | Rate / Pk INR
2MI. | 13 MM DIA X 75 MM HT | 100 NOS | 375
3 MI. | 13 MM DIA X 75 MM HT | 100 NOS | 400
5 MI. | 13 MM DIA X 75 MM HT | 100 NOS | 700
9MI. | 16 MM DIA X 95 MM HT | 50 NOS | 400
ITEM CODE | Additive | Shelf Life | Used For
LV - 00 71 | Sodium Heparin with polymer Gel | 15 Months | Hematology
Volume | Size | Unit / PK | Rate / Pk INR
2MI. | 13 MM DIA X 75 MM HT | 100 NOS | 500
3 MI. | 13 MM DIA X 75 MM HT | 100 NOS | 525
5 MI. | 13 MM DIA X 75 MM HT | 100 NOS | 800
9MI. | 16 MM DIA X 95 MM HT | 50 NOS | 450
ITEM CODE | Additive | Shelf Life | Used For
LV - 00 72 | Lithium Heparin | 15 Months | Hematology
Volume | Size | Unit / PK | Rate / Pk INR
2MI. | 13 MM DIA X 75 MM HT | 100 NOS | 475
3 MI. | 13 MM DIA X 75 MM HT | 100 NOS | 500
5 MI. | 13 MM DIA X 75 MM HT | 100 NOS | 800
9MI. | 16 MM DIA X 95 MM HT | 50 NOS | 450
ITEM CODE | Additive | Shelf Life | Used For
LV - 00 73 | Lithium Heparin with polymer Gel | 15 Months | Hematology
Volume | Size | Unit / PK | Rate / Pk INR
2MI. | 13 MM DIA X 75 MM HT | 100 NOS | 575
3 MI. | 13 MM DIA X 75 MM HT | 100 NOS | 600
5 MI. | 13 MM DIA X 75 MM HT | 100 NOS | 900
9MI. | 16 MM DIA X 95 MM HT | 50 NOS | 550
ITEM CODE | Additive | Unit / PK | Rate / PK.
LV - HL -01 | LaxVac Holder without |  | INR
Volume | needle for evacuated Tubes | 100 NOS | 200
Note
Custome Volume tubes available as per requirement.
Instructions
All the tubes with additives need to be inversed 5 to 6 times & shake well to allow the
additive to mix with blood.
Procedure For Gel Tubes
1 . As per standard procedure collect blood in either Laxware or LaxVac tubes.
2. Make five to six inversions to ensure proper mixing of blood with gel
3. Keep at Room temperature for 10 minutes
4. Then centrifuge for 10 minutes at 3000 RPM
5. You will get 3 layers
Upper Layer : Serum
Middle Layer : Poymer Gel
Bottom Layer :Blood Clot
6. Collect Serum Sample just by decantation in to Laxbro Cups
PRICE LIST
For Non - Evacuated Blood Tubes
Non - Evacuated Lax Ware Brand Blood Collection Tubes are molded of polystyrene & come with Bio safe Hermetic
Rubber Stopper Each Tube Comes with Label Premarked for volume & space for sample identification information.
Item Code | Additive | Shelf Life | Used For
LW - 0010 | Plain | 36 Months | Biochemistry / Serology
Volume | Size | Unit / Pk | Rate / Pk. INR
2MI. | 12 mm x Dia x 75 mm Ht | 100 Nos | 220
3MI. | 12 mm x Dia x 75 mm Ht | 100Nos | 245
5MI. | 12 mm x Dia x 75 mm Ht | 100Nos | 270
9MI. | 16 mm Dia x 95 mm Ht | 50Nos | 150
Item Code | Additive | Shelf Life | Used For
LW - 0011 | Silicon Coated | 36 Months | Biochemistry / Serology
Volume | Size | Unit / Pk | Rate / Pk. INR
2MI. | 12 mm x Dia x 75 mm Ht | 100 Nos | 245
3MI. | 12 mm x Dia x 75 mm Ht | 100Nos | 270
5MI. | 12 mm x Dia x 75 mm Ht | 100Nos | 300
9MI. | 16 mm Dia x 95 mm Ht | 50Nos | 175
Item Code | Additive | Shelf Life | Used For
LW - 0012 | Plain Tube With Clot Activator | 36 Months | Biochemistry / Serology
Volume | Size | Unit / Pk | Rate / Pk. INR
2MI. | 12 mm x Dia x 75 mm Ht | 100 Nos | 300
3MI. | 12 mm x Dia x 75 mm Ht | 100Nos | 325
5MI. | 12 mm x Dia x 75 mm Ht | 100Nos | 350
9MI. | 16 mm Dia x 95 mm Ht | 50Nos | 300
Item Code | Additive | Shelf Life | Used For
LW - 0013 | Plain Tube With Polymer gel & Clot Activator | 36 Months | Biochemistry / Serology
Volume | Size | Unit / Pk | Rate / Pk. INR
2MI. | 12 mm x Dia x 75 mm Ht | 100 Nos | 425
3MI. | 12 mm x Dia x 75 mm Ht | 100Nos | 450
5MI. | 12 mm x Dia x 75 mm Ht | 100Nos | 500
9MI. | 16 mm Dia x 95 mm Ht | 50Nos | 400
Item Code | Additive | Shelf Life | Used For
LW - 0020 | EDTA K2 (Di-Potassium) | 36 Months | Hematology
Volume | Size | Unit / Pk | Rate / Pk. INR
2MI. | 12 mm x Dia x 75 mm Ht | 100 Nos | 245
3MI. | 12 mm x Dia x 75 mm Ht | 100Nos | 270
5MI. | 12 mm x Dia x 75 mm Ht | 100Nos | 300
9MI. | 16 mm Dia x 95 mm Ht | 50Nos | 175
Item Code | Additive | Shelf Life | Used For
LW - 0021 | EDTA K2 Spray Dried | 36 Months | Hematology
Volume | Size | Unit / Pk | Rate / Pk. INR
2MI. | 12 mm x Dia x 75 mm Ht | 100 Nos | 260
3MI. | 12 mm x Dia x 75 mm Ht | 100Nos | 295
5MI. | 12 mm x Dia x 75 mm Ht | 100Nos | 325
9MI. | 16 mm Dia x 95 mm Ht | 50Nos | 200
Item Code | Additive | Shelf Life | Used For
LW - 0022 | EDTA K2 (Di-Potassium) With Polymer Gel | 36 Months | Hematology
Volume | Size | Unit / Pk | Rate / Pk. INR
2MI. | 12 mm x Dia x 75 mm Ht | 100 Nos | 400
3MI. | 12 mm x Dia x 75 mm Ht | 100Nos | 425
5MI. | 12 mm x Dia x 75 mm Ht | 100Nos | 500
9MI. | 16 mm Dia x 95 mm Ht | 50Nos | 400
Item Code | Additive | Shelf Life | Used For
LW - 0030 | EDTA K3 (Tri-Potassium) | 36 Months | Hematology
Volume | Size | Unit / Pk | Rate / Pk. INR
2MI. | 12 mm x Dia x 75 mm Ht | 100 Nos | 270
3MI. | 12 mm x Dia x 75 mm Ht | 100Nos | 295
5MI. | 12 mm x Dia x 75 mm Ht | 100Nos | 325
9MI. | 16 mm Dia x 95 mm Ht | 50Nos | 200
Item Code | Additive | Shelf Life | Used For
LW - 0031 | EDTA K3 (Tri-Potassium) Spray Dried | 36 Months | Hematology
Volume | Size | Unit / Pk | Rate / Pk. INR
2MI. | 12 mm x Dia x 75 mm Ht | 100 Nos | 295
3MI. | 12 mm x Dia x 75 mm Ht | 100Nos | 320
5MI. | 12 mm x Dia x 75 mm Ht | 100Nos | 350
9MI. | 16 mm Dia x 95 mm Ht | 50Nos | 225
Item Code | Additive | Shelf Life | Used For
LW - 0032 | EDTA K3 With Polymer Gel | 36 Months | Biochemistry / Serology
Volume | Size | Unit / Pk | Rate / Pk. INR
2MI. | 12 mm x Dia x 75 mm Ht | 100 Nos | 425
3MI. | 12 mm x Dia x 75 mm Ht | 100Nos | 450
5MI. | 12 mm x Dia x 75 mm Ht | 100Nos | 525
9MI. | 16 mm Dia x 95 mm Ht | 50Nos | 425
Item Code | Additive | Shelf Life | Used For
LW - 0033 | EDTA K3 (Tri -Potassium) Liquid | 36 Months | Hematology
Volume | Size | Unit / Pk | Rate / Pk. INR
2MI. | 12 mm x Dia x 75 mm Ht | 100 Nos | 270
3MI. | 12 mm x Dia x 75 mm Ht | 100Nos | 295
5MI. | 12 mm x Dia x 75 mm Ht | 100Nos | 325
9MI. | 16 mm Dia x 95 mm Ht | 50Nos | 200
Item Code | Additive | Shelf Life | Used For
LW - 0034 | EDTA K3 Bulb Spray Dried | 36 Months | Hematology
Volume | Size | Unit / Pk | Rate / Pk. INR
2MI. | 17 mm Dia X 48 mm Ht | 100 Nos | 295
3MI. | 17 mm Dia X 48 mm Ht | 100Nos | 320
5MI. | 17 mm Dia X 48 mm Ht | 100Nos | 350
Item Code | Additive | Shelf Life | Used For
LW - 0040 | EDTA Na2 (Di Sodium) | 36 Months | Hematology
Volume | Size | Unit / Pk | Rate / Pk. INR
2MI. | 12 mm x Dia x 75 mm Ht | 100 Nos | 245
3MI. | 12 mm x Dia x 75 mm Ht | 100Nos | 270
5MI. | 12 mm x Dia x 75 mm Ht | 100Nos | 300
9MI. | 16 mm Dia x 95 mm Ht | 50Nos | 175
Item Code | Additive | Shelf Life | Used For
LW - 0050 | Sodium Fluoride +Pot. Oxalate | 36 Months | Biochemistry
Volume | Size | Unit / Pk | Rate / Pk. INR
2MI. | 12 mm x Dia x 75 mm Ht | 100 Nos | 245
3MI. | 12 mm x Dia x 75 mm Ht | 100Nos | 270
5MI. | 12 mm x Dia x 75 mm Ht | 100Nos | 300
9MI. | 16 mm Dia x 95 mm Ht | 50Nos | 175
Item Code | Additive | Shelf Life | Used For
LW - 0051 | Sodium Fluoride +Na2 EDTA | 36 Months | Biochemistry
Volume | Size | Unit / Pk | Rate / Pk. INR
2MI. | 12 mm x Dia x 75 mm Ht | 100 Nos | 245
3MI. | 12 mm x Dia x 75 mm Ht | 100Nos | 270
5MI. | 12 mm x Dia x 75 mm Ht | 100Nos | 300
9MI. | 16 mm Dia x 95 mm Ht | 50Nos | 175
Item Code | Additive | Shelf Life | Used For
LW - 0060 | 3.8% Sodium Citrate | 15Months | Hematology
Volume | Size | Unit / Pk | Rate / Pk. INR
2MI. | 12 mm x Dia x 75 mm Ht | 100 Nos | 245
Item Code | Additive | Shelf Life | Used For
LW - 0061 | 3.2% Sodium Citrate (9NC) | 15 Months | Hematology
Volume | Size | Unit / Pk | Rate / Pk. INR
1MI. | 12 mm x Dia x 75 mm Ht | 100 Nos | 245
2MI. | 12 mm x Dia x 75 mm Ht | 100Nos | 270
3MI. | 12 mm x Dia x 75 mm Ht | 100Nos | 300
4MI. | 12 mm x Dia x 75 mm Ht | 100Nos | 325
Item Code | Additive | Shelf Life | Used For
LW - 0070 | Sodium Heparin | 15 Months | Hematology
Volume | Size | Unit / Pk | Rate / Pk. INR
2MI. | 12 mm x Dia x 75 mm Ht | 100 Nos | 300
3MI. | 12 mm x Dia x 75 mm Ht | 100Nos | 325
5MI. | 12 mm x Dia x 75 mm Ht | 100Nos | 350
9MI. | 16 mm X Dia x 95 mm Ht | 50 Nos | 250
Item Code | Additive | Shelf Life | Used For
LW - 0071 | Sodium Heparin with Polymer Gel | 15 Months | Hematology
Volume | Size | Unit / Pk | Rate / Pk. INR
2MI. | 12 mm x Dia x 75 mm Ht | 100 Nos | 400
3MI. | 12 mm x Dia x 75 mm Ht | 100Nos | 450
5MI. | 12 mm x Dia x 75 mm Ht | 100Nos | 600
9MI. | 16 mm X Dia x 95 mm Ht | 50 Nos | 500
Item Code | Additive | Shelf Life | Used For
LW - 0072 | Lithium Heparin | 15 Months | Hematology
Volume | Size | Unit / Pk | Rate / Pk. INR
2MI. | 12 mm x Dia x 75 mm Ht | 100 Nos | 500
3MI. | 12 mm x Dia x 75 mm Ht | 100Nos | 625
5MI. | 12 mm x Dia x 75 mm Ht | 100Nos | 900
9MI. | 16 mm X Dia x 95 mm Ht | 50 Nos | 750
Item Code | Additive | Shelf Life | Used For
LW - 0073 | Lithoum Heparin with Polymer Gel | 15 Months | Hematology
Volume | Size | Unit / Pk | Rate / Pk. INR
2MI. | 12 mm x Dia x 75 mm Ht | 100 Nos | 600
3MI. | 12 mm x Dia x 75 mm Ht | 100Nos | 750
5MI. | 12 mm x Dia x 75 mm Ht | 100Nos | 1000
9MI. | 16 mm X Dia x 95 mm Ht | 50 Nos | 900
Note : - Custom Volume tubes available as per requirement.
Instructions : - All the tubes with additives need to be inversed 5 to 6 times & shake well to allow the additive to mix with blood.
Procedure For Gel Tubes : - 1 As per standard procedure collect blood in either LaxWare of LaxVac tubes.
2. Make five to six inversions to ensure proper mixing of blood with gel 3. Keep at Room Temperature for 10 minutes.
4. Then centrifuge for 10 minutes at 300 Rpm. 5. You will get 3 layers Upper Layer : Serum, Middle Layer : Poymer Gel
Bottom Layer : Blood Clot 6. Collect Serum sample just by decantation into Laxbro sample cups.
PRICE LIST
For Microbiology Products
Transport Media are used to insure survival & viability of pathogens during transport Use if Taurus
Sterile transport media with swab is simple convenient & ideal mean for transporting the
microbiological specimens.
Item Code | Medium | Shelf Life / | Unit | Price INR
Storage
CSW - AM - 010 | Liquid Amies
CSW - AM - 020 | Liquid Amies with Charcoal
CSW - AM - 030 | Solid Amies | 6 Months
CSW - AM - 040 | Solid Amies with Charcoal | 2-8⁰ C | 50 Nos | 300
CSW - ST - 010 | Liquid Stuart
CSW - CB - 010 | Liquid Cary - Blair
CSW - CB - 020 | Solid Cary - Blair
CSW - 010 | Sterile Cotton Swab in Tube | 12 Months / R.T. | 50 Nos | 200
CS005 | Plain Cotton Swab 6'' length | 12 Months / R.T. | 1000 Nos | 950
CSW - 011 | Non Strile Tube | 12 Months / R.T. | 50 Nos | 150
CSW 012 | Cotton Swab in 12 x 75 mm Tube | 12 Months / R.T. | 50 Nos | 150
with Cap, Sterile Length 75 mm
Urine Transport tube is a safe & simple way to collect & transport urine specimen It is evacuated
tube with stabilizer & preservatives which do not interfere with the growth of microbial flora which
is commonly found in urinary track infection.
Item Code | Preservative | Shelf Life/ Storage | Unit | Price INR
UT - 010
UT - 010 0 5 MI. | Boric Acid | 6 Months 2 - 8⁰ C | 50 Nos | 400
UT - 010 - 10 MI. | Boric Acid | 6 Months 2 - 8⁰ C | 50 Nos | 500
The preparation of culture media is a tedious time consumming and critical work, affecting
Quality of subsequent microbiology work. Ues of TAURUS Ready to use sterile media plates
is a simple, repid, convenient and economical way towards Quality work in microbiology
laboratory. The use of multiple media in a single plate like DI TRI and TETRA facilitates
presumptive identification in a convenient and economical way.
Item Code | Preservative | Shelf Life/ Storage | Unit | Price INR
85 mm Ф Plates
MP -MC = 01 | MacConkey'sAgar | 2 Months 2 - 8⁰ C | 10 Nos | 150
MP - NA - 01 | Nutruent Agar | 2 Months 2 - 8⁰ C | 10 Nos | 150
MP - NA - 01 | Muller Hinton Agar | 2 Months 2 - 8⁰ C | 10 Nos | 150
MP -TA - 01 | Tryptone Soya Agar | 2 Months 2 - 8⁰ C | 10 Nos | 150
MP - CA - 01 | Chocolate Agar | 2 Months 2 - 8⁰ C | 10 Nos | 200
MP - SB - 01 | Sheep Blood Agar | 2 Months 2 - 8⁰ C | 10 Nos | 200
MP - MA - 01 | Manitol Salt Agar | 2 Months 2 - 8⁰ C | 10 Nos | 220
** 85 mm Ф Plates Bi Partition
MP - MC/BA - 01 | MacConkey's +Blood Agar | 2 Months 2 - 8⁰ C | 10 Nos | 160
** 85 mm Ф Plates Tri - Partition
MP -MC/BA/NA-01 | MacConkey's +Blood Agar + Nutruent Agar | 2 Months 2 - 8⁰ C | 10 Nos | 170
** 85 mm Ф Plates Tetra - Partition
MP-MC/BA/NA/MH-01 | MacConkey's Blood Agar+ Nutruent Agar + Muller Hinton Agar | 2 Months 2 - 8⁰ C | 10 Nos | 180
Note : - ( * * ) Different ComBinations of Media are available on Request